## Part A Screening Tests
Surface Water H1 Risk Assessment Phase 1, Part A Screening Tests | [10 empty] | Pre-SCREENING Is the substance present in the discharge? |  | SCREENING TEST 1 Does mean release concentration (RC) exceed 10% EQS? |  |  |  | SCREENING TEST 2 does the process contribution (PC) exceed 4 percent of the EQS? | [5 empty] | SCREENING TEST 3 Does the difference between upstream quality and the Predicted Environmental Concentration (PEC) exceed 10% of the EQS | [5 empty] | SCREENING TEST 4 Does the PEC exceed the EQS in the receiving water downstream of the discharge
Cells highlighted amber are not an operational EQS given in the Surface Water Pollution Risk Assessment .gov.uk webpage. | [5 empty] | RFR: Watercourse Q95 flow m3/s | EFR: Effluent flow rate (maximum) m3/s |  | EFR: Effluent flow rate (mean) m3/s
[6 empty] | 0.0168 | 0.006157 |  | 0.00023148
Constituents | Unit | Limit of Detection | Freshwater EQS (Annual Average) | Freshwater EQS - Maximum allowable concentration (MAC) | Number of Samples | Minimum Value in discharge | Maximum Value in discharge | discharge mean (values below LOD treated as LOD) | count of tests | Is the substance a Priority Hazardous Substance with a Significant Load limit? | Is the substance measured above LOD in the discharge? | Is the LOD sufficiently low (LOD>10% of EQS?) | 10% EQS (AA) | Test failed? (AA) | 10% EQS (MAC), where available | Test failed? (MAC) | Process Contribution PC (mean) | 4% EQS (AA) | Test failed? (AA) | Process Contribution PC (max) | 4% EQS (MAC), where available | Test failed? (MAC) | Predicted Environmental Concentraion (PEC) (mean) (mg/l) | BC: Mean Upstream Concentration (values below LOD treated as LOD) mg/l | Test 3 failed? (AA) | BC (MAC) Maximum Upstream Concentration (values below LOD treated as LOD) mg/l | Predicted Environmental Concentraion (PEC) (max) (mg/l) | Test 3 failed? (MAC) | AA test failed? (AA PEC above AA EQS) | MAC test failed? (MAC-PEC above MAC-EQS)
Phosphorus (Dissolved) | mg/l | 0.02 | 0.008 | N/A | 15 | 0.02 | 0.75 | 0.18427 | 15 | 12 | Yes | No | 0.0008 | Yes | N/A | N/A | 0.0025044 | 0.00032 | Yes | N/A | N/A | N/A | 0.22034 | 0.22083 | NO | 0.52 | 0.36275 | N/A | Yes | NO
Nitrite | mg/l | 0.02 | 0.01 | N/A | 15 | 0.02 | 1.3 | 0.2284 | 15 | 11 | Yes | No | 0.001 | Yes | N/A | N/A | 0.0031043 | 0.0004 | Yes | N/A | N/A | N/A | 0.60481 | 0.61 | NO | 1.1 | 0.79506 | N/A | Yes | NO
Dissolved Chromium (Trivalent) | mg/l | 0.001 | 0.0047 | 0.032 | 11 | 0.001 | 0.024 | 0.0076364 | 11 | 8 | Yes | No | 0.00047 | Yes | 0.0032 | Yes | 0.00010379 | 0.000188 | No | 0.0064367 | 0.00128 | Yes | 0.010757 | 0.0108 | NO | 0.02 | 0.01434 | No | Yes | NO
Benzo[a]pyrene | mg/l | 1e-05 | 1.7e-07 | 0.00027 | 12 | 0.0005 | 0.0005 | 0.0005 | 12 | 0 | No | No | 1.7e-08 | Yes | 2.7e-05 | Yes | 6.7957e-06 | 6.8e-09 | Yes | 0.0001341 | 1.08e-05 | Yes | 9.0092e-05 | 8.4444e-05 | Yes | 0.0005 | 0.0001959 | No | Yes | NO
Cyanide (Free) Low-Level | mg/l | 0.005 | 0.001 | 0.005 | 15 | 0.005 | 0.005 | 0.005 | 15 | 0 | No | No | 0.0001 | Yes | 0.0005 | Yes | 6.7957e-05 | 4e-05 | Yes | 0.001341 | 0.0002 | Yes | 0.005 | 0.005 | NO | 0.005 | 0.005 | No | Yes | NO
Anthracene | mg/l | 1e-05 | 0.0001 | 0.0001 | 12 | 0.0005 | 0.0005 | 0.0005 | 12 | 0 | No | No | 1e-05 | Yes | 1e-05 | Yes | 6.7957e-06 | 4e-06 | Yes | 0.0001341 | 4e-06 | Yes | 9.0092e-05 | 8.4444e-05 | NO | 0.0005 | 0.0001959 | No | NO | yes
Benzo[a]pyrene | mg/l | 1e-05 | 1.7e-07 | 0.00027 | 15 | 1e-05 | 1e-05 | 1e-05 | 15 | 0 | No | No | 1.7e-08 | Yes | 2.7e-05 | No | 1.3591e-07 | 6.8e-09 | Yes | 2.682e-06 | 1.08e-05 | No | 8.3433e-05 | 8.4444e-05 | NO | 0.0005 | 6.4479e-05 | No | Yes | NO
Fluoranthene | mg/l | 1e-05 | 6.3e-06 | 0.00012 | 12 | 0.0005 | 0.0005 | 0.0005 | 12 | 0 | No | No | 6.3e-07 | Yes | 1.2e-05 | Yes | 6.7957e-06 | 2.52e-07 | Yes | 0.0001341 | 4.8e-06 | Yes | 9.0092e-05 | 8.4444e-05 | Yes | 0.0005 | 0.0001959 | No | Yes | yes
Hexachlorobenzene | mg/l | 0.0005 | 5e-05 | 5e-05 | 12 | 0.0005 | 0.0005 | 0.0005 | 12 | 0 | No | No | 5e-06 | Yes | 5e-06 | Yes | 6.7957e-06 | 2e-06 | Yes | 0.0001341 | 2e-06 | Yes | 0.0005 | 0.0005 | NO | 0.0005 | 0.0005 | No | Yes | yes
Dissolved Chromium (Hexavalent) | mg/l | 0.02 | 0.0034 | N/A | 10 | 0.02 | 0.02 | 0.02 | 10 | 0 | No | No | 0.00034 | Yes | N/A | N/A | 0.00027183 | 0.000136 | Yes | N/A | N/A | N/A | 0.02 | 0.02 | NO | 0.02 | 0.02 | N/A | Yes | NO
Pentachlorophenol | mg/l | 0.0005 | 0.0004 | 0.001 | 12 | 0.0005 | 0.0005 | 0.0005 | 12 | 0 | No | No | 4e-05 | Yes | 0.0001 | Yes | 6.7957e-06 | 1.6e-05 | No | 0.0001341 | 4e-05 | Yes | 0.0005 | 0.0005 | NO | 0.0005 | 0.0005 | No | Yes | NO
Nickel (Dissolved) | mg/l | 0.001 | 0.017 | 0.034 | 15 | 0.0005 | 0.018 | 0.0033433 | 15 | 10 | Yes | Yes | 0.0017 | Yes | 0.0034 | Yes | 4.5441e-05 | 0.00068 | No | 0.0048275 | 0.00136 | Yes | 0.0022955 | 0.0022811 | NO | 0.007 | 0.0064969 | No | NO | NO
Cadmium (Dissolved) | mg/l | 8e-05 | 0.00025 | 0.0015 | 15 | 8e-05 | 0.00062 | 0.00025467 | 15 | 6 | Yes | No | 2.5e-05 | Yes | 0.00015 | Yes | 3.4613e-06 | 1e-05 | No | 0.00016628 | 6e-05 | Yes | 9.3005e-05 | 9.0778e-05 | NO | 0.00011 | 0.00023271 | No | NO | NO
Hexachlorobutadiene | mg/l | 0.0001 | No AA-EQS | 0.0006 | 13 | 0.0001 | 0.0001 | 0.0001 | 13 | 0 | No | No | N/A | N/A | 6e-05 | Yes | N/A | N/A | N/A | 2.682e-05 | 2.4e-05 | Yes | 0.0005932 | 0.0006 | N/A | 0.001 | 0.0004659 | No | NO | NO
Fluoranthene | mg/l | 1e-05 | 6.3e-06 | 0.00012 | 15 | 1e-05 | 1e-05 | 1e-05 | 15 | 0 | No | No | 6.3e-07 | Yes | 1.2e-05 | No | 1.3591e-07 | 2.52e-07 | No | 2.682e-06 | 4.8e-06 | No
Low-Level Dissolved Chromium (Hexavalent) | mg/l | 0.0001 | 0.0034 | N/A | 5 | 0.0001 | 0.0034 | 0.000872 | 5 | 3 | Yes | Yes | 0.00034 | Yes | N/A | N/A | 1.1852e-05 | 0.000136 | No | N/A | N/A | N/A
Ammonium | mg/l | 0.05 | 0.6 | N/A | 15 | 0.075 | 2.9 | 0.78167 | 15 | 15 | Yes | Yes | 0.06 | Yes | N/A | N/A | 0.010624 | 0.024 | No | N/A | N/A | N/A
Sulphate | mg/l | 1 | 400 | N/A | 15 | 1 | 180 | 70.4 | 15 | 14 | Yes | Yes | 40 | Yes | N/A | N/A | 0.95683 | 16 | No | N/A | N/A | N/A
Chloride | mg/l | 1 | 250 | N/A | 15 | 47 | 680 | 246.0667 | 15 | 15 | Yes | Yes | 25 | Yes | N/A | N/A | 3.3444 | 10 | No | N/A | N/A | N/A
Iron (Dissolved) | mg/l | 0.02 | 1 | N/A | 15 | 0.005 | 0.85 | 0.21141 | 15 | 9 | Yes | Yes | 0.1 | Yes | N/A | N/A | 0.0028734 | 0.04 | No | N/A | N/A | N/A
Manganese (Dissolved) | mg/l | 0.001 | 0.123 | N/A | 15 | 0.0005 | 1.1 | 0.18302 | 15 | 14 | Yes | Yes | 0.0123 | Yes | N/A | N/A | 0.0024875 | 0.00492 | No | N/A | N/A | N/A
Ammoniacal Nitrogen | mg/l | 0.05 | 0.46667 | N/A | 15 | 0.06 | 2.6 | 0.70267 | 15 | 15 | Yes | No | 0.046667 | Yes | N/A | N/A | 0.0095502 | 0.018667 | No | N/A | N/A | N/A
Dissolved Mercury Low Level | mg/l | 1e-05 | 7e-05 | N/A | 15 | 1e-05 | 0.00091 | 0.0001018 | 15 | 5 | Yes | No | 7e-06 | Yes | N/A | N/A | 1.3836e-06 | 2.8e-06 | No | N/A | N/A | N/A
Naphthalene | mg/l | 0.0005 | 0.002 | N/A | 12 | 0.0005 | 0.0005 | 0.0005 | 12 | 0 | No | No | 0.0002 | Yes | N/A | N/A | 6.7957e-06 | 8e-05 | No | N/A | N/A | N/A
Hexachlorobutadiene | mg/l | 0.0005 | 0.0006 | N/A | 12 | 0.0005 | 0.0005 | 0.0005 | 12 | 0 | No | No | 6e-05 | Yes | N/A | N/A | 6.7957e-06 | 2.4e-05 | No | N/A | N/A | N/A
2,4-Dichlorophenol | mg/l | 0.0005 | 0.0042 | N/A | 12 | 0.0005 | 0.0005 | 0.0005 | 12 | 0 | No | No | 0.00042 | Yes | N/A | N/A | 6.7957e-06 | 0.000168 | No | N/A | N/A | N/A
Lead (Dissolved) | mg/l | 0.001 | 0.012 | 0.014 | 15 | 0.0005 | 0.0015 | 0.00070333 | 15 | 4 | Yes | Yes | 0.0012 | No | 0.0014 | Yes | 9.5593e-06 | 0.00048 | No | 0.0004023 | 0.00056 | No
Anthracene | mg/l | 1e-05 | 0.0001 | 0.0001 | 15 | 1e-05 | 1e-05 | 1e-05 | 15 | 0 | No | No | 1e-05 | No | 1e-05 | No
Copper (Dissolved) | mg/l | 0.001 | 0.029 | N/A | 15 | 0.0005 | 0.0064 | 0.0019687 | 15 | 10 | Yes | Yes | 0.0029 | No | N/A | N/A
Zinc (Dissolved) | mg/l | 0.001 | 0.049 | N/A | 15 | 0.001 | 0.013 | 0.0045533 | 15 | 9 | Yes | Yes | 0.0049 | No | N/A | N/A
Boron (Dissolved) | mg/l | 0.02 | 2 | N/A | 15 | 0.018 | 0.67 | 0.13093 | 15 | 13 | Yes | Yes | 0.2 | No | N/A | N/A
Arsenic (Dissolved) | mg/l | 0.001 | 0.05 | N/A | 15 | 0.00048 | 0.0078 | 0.0026307 | 15 | 15 | Yes | Yes | 0.005 | No | N/A | N/A
m & p-Xylene | mg/l | 0.0001 | 0.03 | N/A | 13 | 0.0001 | 0.0001 | 0.0001 | 13 | 0 | No | Yes
o-Xylene | mg/l | 0.0001 | 0.03 | N/A | 13 | 0.0001 | 0.0001 | 0.0001 | 13 | 0 | No | Yes
Benzene | mg/l | 0.0001 | 0.01 | 0.05 | 2 | 0.0001 | 0.0001 | 0.0001 | 2 | 0 | No | Yes
Toluene | mg/l | 0.0001 | 0.074 | 0.38 | 2 | 0.0001 | 0.0001 | 0.0001 | 2 | 0 | No | Yes
Ethylbenzene | mg/l | 0.0001 | 0.02 | N/A | 2 | 0.0001 | 0.0001 | 0.0001 | 2 | 0 | No | Yes
1,4-Dichlorobenzene | mg/l | 0.0001 | 0.02 | 0.2 | 13 | 0.0001 | 0.0001 | 0.0001 | 13 | 0 | No | Yes
1,2-Dichlorobenzene | mg/l | 0.0001 | 0.02 | 0.2 | 13 | 0.0001 | 0.0001 | 0.0001 | 13 | 0 | No | Yes
Phenol | mg/l | 0.0005 | 0.0077 | 0.046 | 12 | 0.0005 | 0.0005 | 0.0005 | 12 | 0 | No | Yes
2-Chlorophenol | mg/l | 0.0005 | 0.05 | N/A | 12 | 0.0005 | 0.0005 | 0.0005 | 12 | 0 | No | Yes
1,4-Dichlorobenzene | mg/l | 0.0005 | 0.02 | 0.2 | 12 | 0.0005 | 0.0005 | 0.0005 | 12 | 0 | No | Yes
1,2-Dichlorobenzene | mg/l | 0.0005 | 0.02 | 0.2 | 12 | 0.0005 | 0.0005 | 0.0005 | 12 | 0 | No | Yes
4-Chloro-3-Methylphenol | mg/l | 0.0005 | 0.04 | N/A | 12 | 0.0005 | 0.0005 | 0.0005 | 12 | 0 | No | Yes
Dimethylphthalate | mg/l | 0.0005 | 0.8 | 4 | 12 | 0.0005 | 0.0005 | 0.0005 | 12 | 0 | No | Yes
Naphthalene | mg/l | 1e-05 | 0.002 | 0.13 | 15 | 1e-05 | 1e-05 | 1e-05 | 15 | 0 | No | Yes
Trichloromethane | mg/l | 0.0001 | 0.0025 | N/A | 13 | 0.0001 | 0.0001 | 0.0001 | 13 | 0 | No | Yes
1,1,1-Trichloroethane | mg/l | 0.0001 | 0.1 | N/A | 13 | 0.0001 | 0.0001 | 0.0001 | 13 | 0 | No | Yes
Tetrachloromethane | mg/l | 0.0001 | 0.012 | N/A | 13 | 0.0001 | 0.0001 | 0.0001 | 13 | 0 | No | Yes
Benzene | mg/l | 0.0001 | 0.01 | 0.05 | 13 | 0.0001 | 0.0001 | 0.0001 | 13 | 0 | No | Yes
1,2-Dichloroethane | mg/l | 0.0002 | 0.01 | N/A | 13 | 0.0002 | 0.0002 | 0.0002 | 13 | 0 | No | Yes
Trichloroethene | mg/l | 0.0001 | 0.01 | N/A | 12 | 0.0001 | 0.0001 | 0.0001 | 12 | 0 | No | Yes
Toluene | mg/l | 0.0001 | 0.074 | 0.38 | 13 | 0.0001 | 0.0001 | 0.0001 | 13 | 0 | No | Yes
1,1,2-Trichloroethane | mg/l | 0.0001 | 0.4 | N/A | 12 | 0.0001 | 0.0001 | 0.0001 | 12 | 0 | No | Yes
Tetrachloroethene | mg/l | 0.0001 | 0.01 | N/A | 12 | 0.0001 | 0.0001 | 0.0001 | 12 | 0 | No | Yes
Ethylbenzene | mg/l | 0.0001 | 0.02 | N/A | 13 | 0.0001 | 0.0001 | 0.0001 | 13 | 0 | No | Yes
Styrene | mg/l | 0.0001 | 0.05 | 0.5 | 13 | 0.0001 | 0.0001 | 0.0001 | 13 | 0 | No | Yes
1,3-Dichlorobenzene | mg/l | 0.0001 | 0.02 | 0.2 | 13 | 0.0001 | 0.0001 | 0.0001 | 13 | 0 | No | Yes
1,3-Dichlorobenzene | mg/l | 0.0005 | 0.02 | 0.2 | 12 | 0.0005 | 0.0005 | 0.0005 | 12 | 0 | No | Yes
Chromium (Dissolved) | mg/l | 0.001 | No EQS | N/A | 15 | 0.0005 | 0.024 | 0.0064353 | 15 | 13 | Yes | N/A No EQS
Nitrate | mg/l | 0.5 | No EQS | N/A | 15 | 0.5 | 150 | 34.8227 | 15 | 11 | Yes | N/A No EQS
Phosphate | mg/l | 0.2 | No EQS | N/A | 15 | 0.2 | 2.3 | 0.60733 | 15 | 8 | Yes | N/A No EQS
Total Oxidised Nitrogen | mg/l | 0.2 | No EQS | N/A | 15 | 0.2 | 34 | 7.9833 | 15 | 10 | Yes | N/A No EQS
Calcium | mg/l | 5 | No EQS | N/A | 15 | 51 | 170 | 105.6 | 15 | 15 | Yes | N/A No EQS
Potassium | mg/l | 0.5 | No EQS | N/A | 15 | 1.6 | 21 | 8.4333 | 15 | 15 | Yes | N/A No EQS
Magnesium | mg/l | 0.5 | No EQS | N/A | 15 | 2.8 | 19 | 7.6133 | 15 | 15 | Yes | N/A No EQS
Sodium | mg/l | 0.5 | No EQS | N/A | 15 | 20 | 460 | 156.0667 | 15 | 15 | Yes | N/A No EQS
Selenium (Dissolved) | mg/l | 0.0005 | No EQS | N/A | 2 | 0.0005 | 0.00085 | 0.000675 | 2 | 1 | Yes | N/A No EQS
Dissolved Organic Carbon Low Level | mg/l | N/A | No EQS | N/A | 7 | 1.1 | 81 | 38.3571 | 7 | 7 | Yes | N/A No EQS
Aggressive Dissolved CO2 | mg/l | 0.6 | No EQS | N/A | 3 | 0.6 | 5.2 | 2.1333 | 3 | 1 | Yes | N/A No EQS
Total Organic Carbon | mg/l | 2 | No EQS | N/A | 1 | 36 | 36 | 36 | 1 | 1 | Yes | N/A No EQS
1,1-Dichloropropene | mg/l | 0.0001 | No EQS | N/A | 13 | 0.0001 | 0.0001 | 0.0001 | 13 | 0 | No | N/A No EQS
Acenaphthene | mg/l | 1e-05 | No EQS | N/A | 15 | 1e-05 | 1e-05 | 1e-05 | 15 | 0 | No | N/A No EQS
Fluorene | mg/l | 1e-05 | No EQS | N/A | 15 | 1e-05 | 1e-05 | 1e-05 | 15 | 0 | No | N/A No EQS
Phenanthrene | mg/l | 1e-05 | No EQS | N/A | 15 | 1e-05 | 1e-05 | 1e-05 | 15 | 0 | No | N/A No EQS
Pyrene | mg/l | 1e-05 | No EQS | N/A | 15 | 1e-05 | 1e-05 | 1e-05 | 15 | 0 | No | N/A No EQS
Benzo[a]anthracene | mg/l | 1e-05 | No EQS | N/A | 15 | 1e-05 | 1e-05 | 1e-05 | 15 | 0 | No | N/A No EQS
Chrysene | mg/l | 1e-05 | No EQS | N/A | 15 | 1e-05 | 1e-05 | 1e-05 | 15 | 0 | No | N/A No EQS
Benzo fluoranthene | mg/l | 1e-05 | No EQS | N/A | 15 | 1e-05 | 1e-05 | 1e-05 | 15 | 0 | No | N/A No EQS
Benzo[k]fluoranthene | mg/l | 1e-05 | No EQS | N/A | 15 | 1e-05 | 1e-05 | 1e-05 | 15 | 0 | No | N/A No EQS
Indeno(1,2,3-c,d)Pyrene | mg/l | 1e-05 | No EQS | N/A | 15 | 1e-05 | 1e-05 | 1e-05 | 15 | 0 | No | N/A No EQS
Dibenz(a,h)Anthracene | mg/l | 1e-05 | No EQS | N/A | 15 | 1e-05 | 1e-05 | 1e-05 | 15 | 0 | No | N/A No EQS
Benzo[g,h,i]perylene | mg/l | 1e-05 | No EQS | N/A | 15 | 1e-05 | 1e-05 | 1e-05 | 15 | 0 | No | N/A No EQS
Total Of 16 PAH's | mg/l | 0.0002 | No EQS | N/A | 15 | 0.0002 | 0.0002 | 0.0002 | 15 | 0 | No | N/A No EQS
Dichlorodifluoromethane | mg/l | 0.0001 | No EQS | N/A | 12 | 0.0001 | 0.0001 | 0.0001 | 12 | 0 | No | N/A No EQS
Chloromethane | mg/l | 0.0001 | No EQS | N/A | 13 | 0.0001 | 0.0001 | 0.0001 | 13 | 0 | No | N/A No EQS
Vinyl Chloride | mg/l | 0.0001 | No EQS | N/A | 13 | 0.0001 | 0.0001 | 0.0001 | 13 | 0 | No | N/A No EQS
Bromomethane | mg/l | 0.002 | No EQS | N/A | 13 | 0.002 | 0.002 | 0.002 | 13 | 0 | No | N/A No EQS
Chloroethane | mg/l | 0.0002 | No EQS | N/A | 13 | 0.0002 | 0.0002 | 0.0002 | 13 | 0 | No | N/A No EQS
Trichlorofluoromethane | mg/l | 0.0001 | No EQS | N/A | 13 | 0.0001 | 0.0001 | 0.0001 | 13 | 0 | No | N/A No EQS
1,1-Dichloroethene | mg/l | 0.0001 | No EQS | N/A | 13 | 0.0001 | 0.0001 | 0.0001 | 13 | 0 | No | N/A No EQS
Trans 1,2-Dichloroethene | mg/l | 0.0001 | No EQS | N/A | 13 | 0.0001 | 0.0001 | 0.0001 | 13 | 0 | No | N/A No EQS
1,1-Dichloroethane | mg/l | 0.0001 | No EQS | N/A | 13 | 0.0001 | 0.0001 | 0.0001 | 13 | 0 | No | N/A No EQS
cis 1,2-Dichloroethene | mg/l | 0.0001 | No EQS | N/A | 13 | 0.0001 | 0.0001 | 0.0001 | 13 | 0 | No | N/A No EQS
Bromochloromethane | mg/l | 0.0005 | No EQS | N/A | 13 | 0.0005 | 0.0005 | 0.0005 | 13 | 0 | No | N/A No EQS
1,2-Dichloropropane | mg/l | 0.0001 | No EQS | N/A | 12 | 0.0001 | 0.0001 | 0.0001 | 12 | 0 | No | N/A No EQS
Dibromomethane | mg/l | 0.0001 | No EQS | N/A | 12 | 0.0001 | 0.0001 | 0.0001 | 12 | 0 | No | N/A No EQS
Bromodichloromethane | mg/l | 0.0005 | No EQS | N/A | 12 | 0.0005 | 0.0005 | 0.0005 | 12 | 0 | No | N/A No EQS
cis-1,3-Dichloropropene | mg/l | 0.001 | No EQS | N/A | 12 | 0.001 | 0.001 | 0.001 | 12 | 0 | No | N/A No EQS
Trans-1,3-Dichloropropene | mg/l | 0.001 | No EQS | N/A | 12 | 0.001 | 0.001 | 0.001 | 12 | 0 | No | N/A No EQS
1,3-Dichloropropane | mg/l | 0.0002 | No EQS | N/A | 12 | 0.0002 | 0.0002 | 0.0002 | 12 | 0 | No | N/A No EQS
Dibromochloromethane | mg/l | 0.001 | No EQS | N/A | 12 | 0.001 | 0.001 | 0.001 | 12 | 0 | No | N/A No EQS
1,2-Dibromoethane | mg/l | 0.0005 | No EQS | N/A | 13 | 0.0005 | 0.0005 | 0.0005 | 13 | 0 | No | N/A No EQS
Chlorobenzene | mg/l | 0.0001 | No EQS | N/A | 13 | 0.0001 | 0.0001 | 0.0001 | 13 | 0 | No | N/A No EQS
1,1,1,2-Tetrachloroethane | mg/l | 0.0002 | No EQS | N/A | 13 | 0.0002 | 0.0002 | 0.0002 | 13 | 0 | No | N/A No EQS
Phenanthrene | mg/l | 0.0005 | No EQS | N/A | 12 | 0.0005 | 0.0005 | 0.0005 | 12 | 0 | No | N/A No EQS
Carbazole | mg/l | 0.0005 | No EQS | N/A | 12 | 0.0005 | 0.0005 | 0.0005 | 12 | 0 | No | N/A No EQS
Di-N-Butyl Phthalate | mg/l | 0.0005 | No EQS | N/A | 12 | 0.0005 | 0.0005 | 0.0005 | 12 | 0 | No | N/A No EQS
Total TPH >C6-C40 | mg/l | 0.01 | No EQS | N/A | 5 | 0.01 | 0.01 | 0.01 | 5 | 0 | No | N/A No EQS
Tribromomethane | mg/l | 0.001 | No EQS | N/A | 13 | 0.001 | 0.001 | 0.001 | 13 | 0 | No | N/A No EQS
Isopropylbenzene | mg/l | 0.0001 | No EQS | N/A | 13 | 0.0001 | 0.0001 | 0.0001 | 13 | 0 | No | N/A No EQS
Bromobenzene | mg/l | 0.0001 | No EQS | N/A | 13 | 0.0001 | 0.0001 | 0.0001 | 13 | 0 | No | N/A No EQS
1,2,3-Trichloropropane | mg/l | 0.005 | No EQS | N/A | 13 | 0.005 | 0.005 | 0.005 | 13 | 0 | No | N/A No EQS
N-Propylbenzene | mg/l | 0.0001 | No EQS | N/A | 13 | 0.0001 | 0.0001 | 0.0001 | 13 | 0 | No | N/A No EQS
2-Chlorotoluene | mg/l | 0.0001 | No EQS | N/A | 13 | 0.0001 | 0.0001 | 0.0001 | 13 | 0 | No | N/A No EQS
1,3,5-Trimethylbenzene | mg/l | 0.0001 | No EQS | N/A | 13 | 0.0001 | 0.0001 | 0.0001 | 13 | 0 | No | N/A No EQS
4-Chlorotoluene | mg/l | 0.0001 | No EQS | N/A | 13 | 0.0001 | 0.0001 | 0.0001 | 13 | 0 | No | N/A No EQS
Tert-Butylbenzene | mg/l | 0.0001 | No EQS | N/A | 13 | 0.0001 | 0.0001 | 0.0001 | 13 | 0 | No | N/A No EQS
1,2,4-Trimethylbenzene | mg/l | 0.0001 | No EQS | N/A | 13 | 0.0001 | 0.0001 | 0.0001 | 13 | 0 | No | N/A No EQS
Sec-Butylbenzene | mg/l | 0.0001 | No EQS | N/A | 13 | 0.0001 | 0.0001 | 0.0001 | 13 | 0 | No | N/A No EQS
4-Isopropyltoluene | mg/l | 0.0001 | No EQS | N/A | 13 | 0.0001 | 0.0001 | 0.0001 | 13 | 0 | No | N/A No EQS
N-Butylbenzene | mg/l | 0.0001 | No EQS | N/A | 13 | 0.0001 | 0.0001 | 0.0001 | 13 | 0 | No | N/A No EQS
1,2-Dibromo-3-Chloropropane | mg/l | 0.005 | No EQS | N/A | 13 | 0.005 | 0.005 | 0.005 | 13 | 0 | No | N/A No EQS
1,2,4-Trichlorobenzene | mg/l | 0.0001 | No EQS | N/A | 13 | 0.0001 | 0.0001 | 0.0001 | 13 | 0 | No | N/A No EQS
1,2,3-Trichlorobenzene | mg/l | 0.0002 | No EQS | N/A | 13 | 0.0002 | 0.0002 | 0.0002 | 13 | 0 | No | N/A No EQS
Methyl Tert-Butyl Ether | mg/l | 0.0001 | No EQS | N/A | 13 | 0.0001 | 0.0001 | 0.0001 | 13 | 0 | No | N/A No EQS
N-Nitrosodimethylamine | mg/l | 0.0005 | No EQS | N/A | 12 | 0.0005 | 0.0005 | 0.0005 | 12 | 0 | No | N/A No EQS
Bis-(2-Chloroethyl)Ether | mg/l | 0.0005 | No EQS | N/A | 12 | 0.0005 | 0.0005 | 0.0005 | 12 | 0 | No | N/A No EQS
2-Methylphenol (o-Cresol) | mg/l | 0.0005 | No EQS | N/A | 12 | 0.0005 | 0.0005 | 0.0005 | 12 | 0 | No | N/A No EQS
Bis(2-Chloroisopropyl)Ether | mg/l | 0.0005 | No EQS | N/A | 12 | 0.0005 | 0.0005 | 0.0005 | 12 | 0 | No | N/A No EQS
Hexachloroethane | mg/l | 0.0005 | No EQS | N/A | 12 | 0.0005 | 0.0005 | 0.0005 | 12 | 0 | No | N/A No EQS
N-Nitrosodi-n-propylamine | mg/l | 0.0005 | No EQS | N/A | 12 | 0.0005 | 0.0005 | 0.0005 | 12 | 0 | No | N/A No EQS
4-Methylphenol | mg/l | 0.0005 | No EQS | N/A | 12 | 0.0005 | 0.0005 | 0.0005 | 12 | 0 | No | N/A No EQS
Nitrobenzene | mg/l | 0.0005 | No EQS | N/A | 12 | 0.0005 | 0.0005 | 0.0005 | 12 | 0 | No | N/A No EQS
Isophorone | mg/l | 0.0005 | No EQS | N/A | 12 | 0.0005 | 0.0005 | 0.0005 | 12 | 0 | No | N/A No EQS
2-Nitrophenol | mg/l | 0.0005 | No EQS | N/A | 12 | 0.0005 | 0.0005 | 0.0005 | 12 | 0 | No | N/A No EQS
2,4-Dimethylphenol | mg/l | 0.0005 | No EQS | N/A | 12 | 0.0005 | 0.0005 | 0.0005 | 12 | 0 | No | N/A No EQS
Bis(2-Chloroethoxy)Methane | mg/l | 0.0005 | No EQS | N/A | 12 | 0.0005 | 0.0005 | 0.0005 | 12 | 0 | No | N/A No EQS
1,2,4-Trichlorobenzene | mg/l | 0.0005 | No EQS | N/A | 12 | 0.0005 | 0.0005 | 0.0005 | 12 | 0 | No | N/A No EQS
4-Chloroaniline | mg/l | 0.0005 | No EQS | N/A | 12 | 0.0005 | 0.0005 | 0.0005 | 12 | 0 | No | N/A No EQS
2-Methylnaphthalene | mg/l | 0.0005 | No EQS | N/A | 12 | 0.0005 | 0.0005 | 0.0005 | 12 | 0 | No | N/A No EQS
Hexachlorocyclopentadiene | mg/l | 0.0005 | No EQS | N/A | 12 | 0.0005 | 0.0005 | 0.0005 | 12 | 0 | No | N/A No EQS
2,4,6-Trichlorophenol | mg/l | 0.0005 | No EQS | N/A | 12 | 0.0005 | 0.0005 | 0.0005 | 12 | 0 | No | N/A No EQS
2,4,5-Trichlorophenol | mg/l | 0.0005 | No EQS | N/A | 12 | 0.0005 | 0.0005 | 0.0005 | 12 | 0 | No | N/A No EQS
2-Chloronaphthalene | mg/l | 0.0005 | No EQS | N/A | 12 | 0.0005 | 0.0005 | 0.0005 | 12 | 0 | No | N/A No EQS
2-Nitroaniline | mg/l | 0.0005 | No EQS | N/A | 12 | 0.0005 | 0.0005 | 0.0005 | 12 | 0 | No | N/A No EQS
Acenaphthylene | mg/l | 0.0005 | No EQS | N/A | 12 | 0.0005 | 0.0005 | 0.0005 | 12 | 0 | No | N/A No EQS
2,6-Dinitrotoluene | mg/l | 0.0005 | No EQS | N/A | 12 | 0.0005 | 0.0005 | 0.0005 | 12 | 0 | No | N/A No EQS
Acenaphthene | mg/l | 0.0005 | No EQS | N/A | 12 | 0.0005 | 0.0005 | 0.0005 | 12 | 0 | No | N/A No EQS
3-Nitroaniline | mg/l | 0.0005 | No EQS | N/A | 12 | 0.0005 | 0.0005 | 0.0005 | 12 | 0 | No | N/A No EQS
Dibenzofuran | mg/l | 0.0005 | No EQS | N/A | 12 | 0.0005 | 0.0005 | 0.0005 | 12 | 0 | No | N/A No EQS
4-Chlorophenylphenylether | mg/l | 0.0005 | No EQS | N/A | 12 | 0.0005 | 0.0005 | 0.0005 | 12 | 0 | No | N/A No EQS
2,4-Dinitrotoluene | mg/l | 0.0005 | No EQS | N/A | 12 | 0.0005 | 0.0005 | 0.0005 | 12 | 0 | No | N/A No EQS
Fluorene | mg/l | 0.0005 | No EQS | N/A | 12 | 0.0005 | 0.0005 | 0.0005 | 12 | 0 | No | N/A No EQS
Diethyl Phthalate | mg/l | 0.0005 | No EQS | N/A | 12 | 0.0005 | 0.0005 | 0.0005 | 12 | 0 | No | N/A No EQS
4-Nitroaniline | mg/l | 0.0005 | No EQS | N/A | 12 | 0.0005 | 0.0005 | 0.0005 | 12 | 0 | No | N/A No EQS
2-Methyl-4,6-Dinitrophenol | mg/l | 0.0005 | No EQS | N/A | 12 | 0.0005 | 0.0005 | 0.0005 | 12 | 0 | No | N/A No EQS
Azobenzene | mg/l | 0.0005 | No EQS | N/A | 12 | 0.0005 | 0.0005 | 0.0005 | 12 | 0 | No | N/A No EQS
4-Bromophenylphenyl Ether | mg/l | 0.0005 | No EQS | N/A | 12 | 0.0005 | 0.0005 | 0.0005 | 12 | 0 | No | N/A No EQS
Phenanthrene | mg/l | 0.0005 | No EQS | N/A | 12 | 0.0005 | 0.0005 | 0.0005 | 12 | 0 | No | N/A No EQS
Carbazole | mg/l | 0.0005 | No EQS | N/A | 12 | 0.0005 | 0.0005 | 0.0005 | 12 | 0 | No | N/A No EQS
Di-N-Butyl Phthalate | mg/l | 0.0005 | No EQS | N/A | 12 | 0.0005 | 0.0005 | 0.0005 | 12 | 0 | No | N/A No EQS
Pyrene | mg/l | 0.0005 | No EQS | N/A | 12 | 0.0005 | 0.0005 | 0.0005 | 12 | 0 | No | N/A No EQS
Butylbenzyl Phthalate | mg/l | 0.0005 | No EQS | N/A | 12 | 0.0005 | 0.0005 | 0.0005 | 12 | 0 | No | N/A No EQS
Benzo[a]anthracene | mg/l | 0.0005 | No EQS | N/A | 12 | 0.0005 | 0.0005 | 0.0005 | 12 | 0 | No | N/A No EQS
Chrysene | mg/l | 0.0005 | No EQS | N/A | 12 | 0.0005 | 0.0005 | 0.0005 | 12 | 0 | No | N/A No EQS
Bis(2-Ethylhexyl)Phthalate | mg/l | 0.0005 | No EQS | N/A | 12 | 0.0005 | 0.0005 | 0.0005 | 12 | 0 | No | N/A No EQS
Di-N-Octyl Phthalate | mg/l | 0.0005 | No EQS | N/A | 12 | 0.0005 | 0.0005 | 0.0005 | 12 | 0 | No | N/A No EQS
Benzo fluoranthene | mg/l | 0.0005 | No EQS | N/A | 12 | 0.0005 | 0.0005 | 0.0005 | 12 | 0 | No | N/A No EQS
Benzo[k]fluoranthene | mg/l | 0.0005 | No EQS | N/A | 12 | 0.0005 | 0.0005 | 0.0005 | 12 | 0 | No | N/A No EQS
Indeno(1,2,3-c,d)Pyrene | mg/l | 0.0005 | No EQS | N/A | 12 | 0.0005 | 0.0005 | 0.0005 | 12 | 0 | No | N/A No EQS
Dibenz(a,h)Anthracene | mg/l | 0.0005 | No EQS | N/A | 12 | 0.0005 | 0.0005 | 0.0005 | 12 | 0 | No | N/A No EQS
Benzo[g,h,i]perylene | mg/l | 0.0005 | No EQS | N/A | 12 | 0.0005 | 0.0005 | 0.0005 | 12 | 0 | No | N/A No EQS
4-Nitrophenol | mg/l | 0.0005 | No EQS | N/A | 12 | 0.0005 | 0.0005 | 0.0005 | 12 | 0 | No | N/A No EQS
PCB 28 | mg/l | 1e-05 | No EQS | N/A | 13 | 1e-05 | 1e-05 | 1e-05 | 13 | 0 | No | N/A No EQS
PCB 81 | mg/l | 1e-05 | No EQS | N/A | 13 | 1e-05 | 1e-05 | 1e-05 | 13 | 0 | No | N/A No EQS
PCB 52 | mg/l | 1e-05 | No EQS | N/A | 13 | 1e-05 | 1e-05 | 1e-05 | 13 | 0 | No | N/A No EQS
PCB 77 | mg/l | 1e-05 | No EQS | N/A | 13 | 1e-05 | 1e-05 | 1e-05 | 13 | 0 | No | N/A No EQS
PCB 105 | mg/l | 1e-05 | No EQS | N/A | 13 | 1e-05 | 1e-05 | 1e-05 | 13 | 0 | No | N/A No EQS
PCB 90+101 | mg/l | 1e-05 | No EQS | N/A | 13 | 1e-05 | 1e-05 | 1e-05 | 13 | 0 | No | N/A No EQS
PCB 114 | mg/l | 1e-05 | No EQS | N/A | 13 | 1e-05 | 1e-05 | 1e-05 | 13 | 0 | No | N/A No EQS
PCB 118 | mg/l | 1e-05 | No EQS | N/A | 13 | 1e-05 | 1e-05 | 1e-05 | 13 | 0 | No | N/A No EQS
PCB 118 | mg/l | 1e-05 | No EQS | N/A | 13 | 1e-05 | 1e-05 | 1e-05 | 13 | 0 | No | N/A No EQS
PCB 153 | mg/l | 1e-05 | No EQS | N/A | 13 | 1e-05 | 1e-05 | 1e-05 | 13 | 0 | No | N/A No EQS
PCB 123 | mg/l | 1e-05 | No EQS | N/A | 13 | 1e-05 | 1e-05 | 1e-05 | 13 | 0 | No | N/A No EQS
PCB 138 | mg/l | 1e-05 | No EQS | N/A | 13 | 1e-05 | 1e-05 | 1e-05 | 13 | 0 | No | N/A No EQS
PCB 126 | mg/l | 1e-05 | No EQS | N/A | 13 | 1e-05 | 1e-05 | 1e-05 | 13 | 0 | No | N/A No EQS
PCB 180 | mg/l | 1e-05 | No EQS | N/A | 13 | 1e-05 | 1e-05 | 1e-05 | 13 | 0 | No | N/A No EQS
PCB 156 | mg/l | 1e-05 | No EQS | N/A | 13 | 1e-05 | 1e-05 | 1e-05 | 13 | 0 | No | N/A No EQS
PCB 157 | mg/l | 1e-05 | No EQS | N/A | 13 | 1e-05 | 1e-05 | 1e-05 | 13 | 0 | No | N/A No EQS
PCB 167 | mg/l | 1e-05 | No EQS | N/A | 13 | 1e-05 | 1e-05 | 1e-05 | 13 | 0 | No | N/A No EQS
PCB 169 | mg/l | 1e-05 | No EQS | N/A | 13 | 1e-05 | 1e-05 | 1e-05 | 13 | 0 | No | N/A No EQS
PCB 189 | mg/l | 1e-05 | No EQS | N/A | 13 | 1e-05 | 1e-05 | 1e-05 | 13 | 0 | No | N/A No EQS
Total PCBs (12 Congeners) | mg/l | 1e-05 | No EQS | N/A | 13 | 1e-05 | 1e-05 | 1e-05 | 13 | 0 | No | N/A No EQS
Total PCBs (7 congeners) | mg/l | 1e-05 | No EQS | N/A | 13 | 1e-05 | 1e-05 | 1e-05 | 13 | 0 | No | N/A No EQS
Total Phenols | mg/l | 0.03 | No EQS | N/A | 14 | 0.03 | 0.03 | 0.03 | 14 | 0 | No | N/A No EQS
Aliphatic TPH >C5-C6 | mg/l | 0.0001 | No EQS | N/A | 10 | 0.0001 | 0.0001 | 0.0001 | 10 | 0 | No | N/A No EQS
Aliphatic TPH >C6-C8 | mg/l | 0.0001 | No EQS | N/A | 10 | 0.0001 | 0.0001 | 0.0001 | 10 | 0 | No | N/A No EQS
Aliphatic TPH >C8-C10 | mg/l | 0.0001 | No EQS | N/A | 10 | 0.0001 | 0.0001 | 0.0001 | 10 | 0 | No | N/A No EQS
Aliphatic TPH >C10-C12 | mg/l | 0.0001 | No EQS | N/A | 10 | 0.0001 | 0.0001 | 0.0001 | 10 | 0 | No | N/A No EQS
Aliphatic TPH >C12-C16 | mg/l | 0.0001 | No EQS | N/A | 10 | 0.0001 | 0.0001 | 0.0001 | 10 | 0 | No | N/A No EQS
Aliphatic TPH >C16-C21 | mg/l | 0.0001 | No EQS | N/A | 10 | 0.0001 | 0.0001 | 0.0001 | 10 | 0 | No | N/A No EQS
Aliphatic TPH >C21-C35 | mg/l | 0.0001 | No EQS | N/A | 10 | 0.0001 | 0.0001 | 0.0001 | 10 | 0 | No | N/A No EQS
Aliphatic TPH >C35-C44 | mg/l | 0.0001 | No EQS | N/A | 10 | 0.0001 | 0.0001 | 0.0001 | 10 | 0 | No | N/A No EQS
Total Aliphatic Hydrocarbons | mg/l | 0.005 | No EQS | N/A | 10 | 0.005 | 0.005 | 0.005 | 10 | 0 | No | N/A No EQS
Aromatic TPH >C5-C7 | mg/l | 0.0001 | No EQS | N/A | 10 | 0.0001 | 0.0001 | 0.0001 | 10 | 0 | No | N/A No EQS
Aromatic TPH >C7-C8 | mg/l | 0.0001 | No EQS | N/A | 10 | 0.0001 | 0.0001 | 0.0001 | 10 | 0 | No | N/A No EQS
Aromatic TPH >C8-C10 | mg/l | 0.0001 | No EQS | N/A | 10 | 0.0001 | 0.0001 | 0.0001 | 10 | 0 | No | N/A No EQS
Aromatic TPH >C10-C12 | mg/l | 0.0001 | No EQS | N/A | 10 | 0.0001 | 0.0001 | 0.0001 | 10 | 0 | No | N/A No EQS
Aromatic TPH >C12-C16 | mg/l | 0.0001 | No EQS | N/A | 10 | 0.0001 | 0.0001 | 0.0001 | 10 | 0 | No | N/A No EQS
Aromatic TPH >C16-C21 | mg/l | 0.0001 | No EQS | N/A | 10 | 0.0001 | 0.0001 | 0.0001 | 10 | 0 | No | N/A No EQS
Aromatic TPH >C21-C35 | mg/l | 0.0001 | No EQS | N/A | 10 | 0.0001 | 0.0001 | 0.0001 | 10 | 0 | No | N/A No EQS
Aromatic TPH >C35-C44 | mg/l | 0.0001 | No EQS | N/A | 10 | 0.0001 | 0.0001 | 0.0001 | 10 | 0 | No | N/A No EQS
Total Aromatic Hydrocarbons | mg/l | 0.005 | No EQS | N/A | 10 | 0.005 | 0.005 | 0.005 | 10 | 0 | No | N/A No EQS
Total Petroleum Hydrocarbons | mg/l | 0.01 | No EQS | N/A | 10 | 0.01 | 0.01 | 0.01 | 10 | 0 | No | N/A No EQS
Note on E4: [Threaded comment] Your version of Excel allows you to read this threaded comment; however, any edits to it will get removed if the file is opened in a newer version of Excel. Learn more: https://go.microsoft.com/fwlink/?linkid=870924 Comment: These are different numbers than those used I nthe MBAT assessment. Neither place explains/references where the numbers come from
Note on A12: [Threaded comment] Your version of Excel allows you to read this threaded comment; however, any edits to it will get removed if the file is opened in a newer version of Excel. Learn more: https://go.microsoft.com/fwlink/?linkid=870924 Comment: Is there any significance to the cell colouring green? If so please add a footnote to explain. Otherwise, remove colouring
Note on D12: [Threaded comment] Your version of Excel allows you to read this threaded comment; however, any edits to it will get removed if the file is opened in a newer version of Excel. Learn more: https://go.microsoft.com/fwlink/?linkid=870924 Comment: Same as Nitrite below - EQS is not in the list on gov.uk
Note on I12: [Threaded comment] Your version of Excel allows you to read this threaded comment; however, any edits to it will get removed if the file is opened in a newer version of Excel. Learn more: https://go.microsoft.com/fwlink/?linkid=870924 Comment: Source data has been removed, amking it hard to check these. Better to leave in
Note on D13: [Threaded comment] Your version of Excel allows you to read this threaded comment; however, any edits to it will get removed if the file is opened in a newer version of Excel. Learn more: https://go.microsoft.com/fwlink/?linkid=870924 Comment: Add note/footnote that this is not an operational EQS given in the Surface Water Pollution Risk Assessment .gov.uk webpage.
Note on Y15: [Threaded comment] Your version of Excel allows you to read this threaded comment; however, any edits to it will get removed if the file is opened in a newer version of Excel. Learn more: https://go.microsoft.com/fwlink/?linkid=870924 Comment: /1000 was wrong on both these highlighted cells. I have amended, and it has changed the Test outcomes.

## Part B sig load test
Surface Water H1 Risk Assessment Phase 1, Part B annual significant load screening tests for PHSs (priority hazardous substances)
[5 empty] | RFR: Watercourse Q95 flow m3/s | EFR: Effluent flow rate (mean) m3/s
[5 empty] | 0.0168 | 0.00023148
Constituents | Unit | Limit of Detection | Freshwater EQS (Annual Average) | Number of Samples | Minimum Value | Maximum Value | mean (values below LOD treated as LOD) | count of tests | count of detections | Is the substance a Priority Hazardous Substance with a Significant Load limit? | Load in the discahrge (kg/yr) | Significant load limit (kg/yr)
Cadmium (Dissolved) | mg/l | 8e-05 | 0.00025 | 15 | 8e-05 | 0.00062 | 0.00025467 | 15 | 6 | YES | 0.0018591 | 1
Anthracene | mg/l | 1e-05 | 0.0001 | 12 | 0.0005 | 0.0005 | 0.0005 | 12 | 0 | YES | 0.00365 | 1
Hexachlorobenzene | mg/l | 0.0005 | 5e-05 | 12 | 0.0005 | 0.0005 | 0.0005 | 12 | 0 | YES | 0.00365 | 1
Hexachlorobutadiene | mg/l | 0.0001 |  | 13 | 0.0001 | 0.0001 | 0.0001 | 13 | 0 | YES | 0.00073 | 1
Dissolved Mercury Low Level | mg/l | 1e-05 | 7e-05 | 15 | 1e-05 | 0.00091 | 0.0001018 | 15 | 5 | YES | 0.00074314 | 1
Benzo[a]pyrene | mg/l | 1e-05 | 1.7e-07 | 12 | 0.0005 | 0.0005 | 0.0005 | 12 | 0 | YES | 0.00365 | 5
Sum of benzo(b)fluoranthene, benzo(k)fluoranthene, benzo(g,h,i)perylene, indeno(1,2,3cd)pyrene. | mg/l | 4e-05 | 0.00017 | 15 | 4e-05 | 4e-05 | 4e-05 | 15 | 0 | YES | 0.000292 | 5

## App.C - SW Upstream qual data
Chemtest Job No.: | Chemtest Sample ID.: | Client Sample ID.: | Sample Type: | Water Type | Date Sampled: | Date formatted | Year | Table | KEY | KEY (Date Formatted) | pH (max EQS) | Electrical Conductivity | Biochemical Oxygen Demand Low Level | Chemical Oxygen Demand Low Level | Suspended Solids At 105C | Alkalinity (Total) | Chloride | Ammoniacal Nitrogen | Ammonium | Nitrite | Nitrate | Phosphate | Phosphorus (Total) | Sulphate | Total Oxidised Nitrogen | Low-Level Dissolved Chromium (Hexavalent) | Dissolved Chromium (Trivalent) | Dissolved Chromium (Hexavalent) | Cyanide (Free) Low-Level | Calcium | Potassium | Magnesium | Sodium | Arsenic (Dissolved) | Boron (Dissolved) | Cadmium (Dissolved) | Chromium (Dissolved) | Copper (Dissolved) | Manganese (Dissolved) | Nickel (Dissolved) | Lead (Dissolved) | Zinc (Dissolved) | Dissolved Mercury Low Level | Iron (Dissolved) | Phosphorus (Dissolved) | Arsenic (Total) | Boron (Total) | Cadmium (Total) | Chromium (Total) | Copper (Total) | Iron (Total) | Manganese (Total) | Nickel (Total) | Lead (Total) | Zinc (Total) | Dissolved Organic Carbon | Total Organic Carbon | Dissolved Organic Carbon Low Level | Total TPH >C6-C40 | Naphthalene | Acenaphthylene | Acenaphthene | Fluorene | Phenanthrene | Anthracene | Fluoranthene | Pyrene | Benzo[a]anthracene | Chrysene | Benzo[b]fluoranthene | Benzo[k]fluoranthene | Benzo[a]pyrene | Indeno(1,2,3-c,d)Pyrene | Dibenz(a,h)Anthracene | Benzo[g,h,i]perylene | Total Of 16 PAH's | Dichlorodifluoromethane | Chloromethane | Vinyl Chloride | Bromomethane | Chloroethane | Trichlorofluoromethane | 1,1-Dichloroethene | Trans 1,2-Dichloroethene | 1,1-Dichloroethane | cis 1,2-Dichloroethene | Bromochloromethane | Trichloromethane | 1,1,1-Trichloroethane | Tetrachloromethane | 1,1-Dichloropropene | Benzene | 1,2-Dichloroethane | Trichloroethene | 1,2-Dichloropropane | Dibromomethane | Bromodichloromethane | cis-1,3-Dichloropropene | Toluene | Trans-1,3-Dichloropropene | 1,1,2-Trichloroethane | Tetrachloroethene | 1,3-Dichloropropane | Dibromochloromethane | 1,2-Dibromoethane | Chlorobenzene | 1,1,1,2-Tetrachloroethane | Ethylbenzene | m & p-Xylene | o-Xylene | Styrene | Tribromomethane | Isopropylbenzene | Bromobenzene | 1,2,3-Trichloropropane | N-Propylbenzene | 2-Chlorotoluene | 1,3,5-Trimethylbenzene | 4-Chlorotoluene | Tert-Butylbenzene | 1,2,4-Trimethylbenzene | Sec-Butylbenzene | 1,3-Dichlorobenzene | 4-Isopropyltoluene | 1,4-Dichlorobenzene | N-Butylbenzene | 1,2-Dichlorobenzene | 1,2-Dibromo-3-Chloropropane | 1,2,4-Trichlorobenzene | Hexachlorobutadiene | 1,2,3-Trichlorobenzene | Methyl Tert-Butyl Ether | PCB 28 | PCB 52 | PCB 101 | PCB 118 | PCB 153 | PCB 138 | PCB 180 | Total PCBs (7 congeners) | Total Phenols | PCB 81 | PCB 77 | PCB 105 | PCB 90+101 | PCB 114 | PCB 123 | PCB 126 | PCB 156 | PCB 157 | PCB 167 | PCB 169 | PCB 189 | Total PCBs (12 Congeners) | N-Nitrosodimethylamine | Phenol | 2-Chlorophenol | Bis-(2-Chloroethyl)Ether | 2-Methylphenol (o-Cresol) | Bis(2-Chloroisopropyl)Ether | Hexachloroethane | N-Nitrosodi-n-propylamine | 4-Methylphenol | Nitrobenzene | Isophorone | 2-Nitrophenol | 2,4-Dimethylphenol | Bis(2-Chloroethoxy)Methane | 2,4-Dichlorophenol | 4-Chloroaniline | 4-Chloro-3-Methylphenol | 2-Methylnaphthalene | Hexachlorocyclopentadiene | 2,4,6-Trichlorophenol | 2,4,5-Trichlorophenol | 2-Chloronaphthalene | 2-Nitroaniline | Dimethylphthalate | 2,6-Dinitrotoluene | 3-Nitroaniline | Dibenzofuran | 4-Chlorophenylphenylether | 2,4-Dinitrotoluene | Diethyl Phthalate | 4-Nitroaniline | 2-Methyl-4,6-Dinitrophenol | Azobenzene | 4-Bromophenylphenyl Ether | Hexachlorobenzene | Pentachlorophenol | Carbazole | Di-N-Butyl Phthalate | Butylbenzyl Phthalate | Bis(2-Ethylhexyl)Phthalate | Di-N-Octyl Phthalate | 4-Nitrophenol
[11 empty] | - | µS/cm | mg O2/l | mg O2/l | mg/l | mg/l | mg/l | mg/l | mg/l | mg/l | mg/l | mg/l | mg/l | mg/l | mg/l | µg/l | µg/l | µg/l | mg/l | mg/l | mg/l | mg/l | mg/l | µg/l | µg/l | µg/l | µg/l | µg/l | µg/l | µg/l | µg/l | µg/l | µg/l | µg/l | mg/l | µg/l | µg/l | µg/l | µg/l | µg/l | µg/l | µg/l | µg/l | µg/l | µg/l | mg/l | mg/l | mg/l | µg/l | µg/l | µg/l | µg/l | µg/l | µg/l | µg/l | µg/l | µg/l | µg/l | µg/l | µg/l | µg/l | µg/l | µg/l | µg/l | µg/l | µg/l | µg/l | µg/l | µg/l | µg/l | µg/l | µg/l | µg/l | µg/l | µg/l | µg/l | µg/l | µg/l | µg/l | µg/l | µg/l | µg/l | µg/l | µg/l | µg/l | µg/l | µg/l | µg/l | µg/l | µg/l | µg/l | µg/l | µg/l | µg/l | µg/l | µg/l | µg/l | µg/l | µg/l | µg/l | µg/l | µg/l | µg/l | µg/l | µg/l | µg/l | µg/l | µg/l | µg/l | µg/l | µg/l | µg/l | µg/l | µg/l | µg/l | µg/l | µg/l | µg/l | µg/l | µg/l | µg/l | µg/l | µg/l | µg/l | µg/l | µg/l | µg/l | µg/l | µg/l | µg/l | mg/l | µg/l | µg/l | µg/l | µg/l | µg/l | µg/l | µg/l | µg/l | µg/l | µg/l | µg/l | µg/l | µg/l | µg/l | µg/l | µg/l | µg/l | µg/l | µg/l | µg/l | µg/l | µg/l | µg/l | µg/l | µg/l | µg/l | µg/l | µg/l | µg/l | µg/l | µg/l | µg/l | µg/l | µg/l | µg/l | µg/l | µg/l | µg/l | µg/l | µg/l | µg/l | µg/l | µg/l | µg/l | µg/l | µg/l | µg/l | µg/l | µg/l | µg/l | µg/l | µg/l | µg/l | µg/l | µg/l
14-14164 | 69223 | G1 | WATER | Surface Water | 10-Nov-14 | 2014-11-10 | 2014 | 2014 to 2016 | G1¦10-Nov-14 | G1¦41953 | 8 | 700 | 4 | 43 | 670 | 130 | 94 |  | 0.57 |  | 3 |  |  | 51 |  |  |  |  | < 0.005 | 95 | 8.6 | 7.9 | 31 | < 1.0 | < 20 | 0.13 | < 1.0 | 2.7 |  | 1.5 | < 1.0 | 46 | < 0.010 | 130 | [14 empty] | < 10 | < 0.010 | < 0.010 | < 0.010 | < 0.010 | < 0.010 | < 0.010 | < 0.010 | < 0.010 | < 0.010 | < 0.010 | < 0.010 | < 0.010 | < 0.010 | < 0.010 | < 0.010 | < 0.010 | < 0.20 | < 1.0 | < 1.0 | < 1.0 | < 5 | < 2.0 | < 1.0 | < 1.0 | < 1.0 | < 1.0 | < 1.0 | < 5.0 | < 1.0 | < 1.0 | < 1.0 | < 1.0 | < 1.0 | < 2.0 | < 1.0 | < 1.0 | < 10 | < 5.0 | < 10 | < 1.0 | < 10 | < 10 | < 1.0 | < 2.0 | < 10 | < 5.0 | < 1.0 | < 2.0 | < 1.0 | < 1.0 | < 1.0 | < 1.0 | < 1.0 | < 1.0 | < 1.0 | < 50 | < 1.0 | < 1.0 | < 1.0 | < 1.0 | < 1.0 | < 1.0 | < 1.0 | < 1.0 | < 1.0 | < 1.0 | < 1.0 | < 1.0 | < 50 | < 1.0 | < 1.0 | < 2.0 | < 1.0 | < 0.010 | < 0.010 | < 0.010 | < 0.010 | < 0.010 | < 0.010 | < 0.010 | < 0.010 | < 0.030
15-13538 | 152244 | G1 | WATER | Surface Water | 10-Jun-15 | 2015-06-10 | 2015 | 2014 to 2016 | G1¦10-Jun-15 | G1¦42165 | 8.1 | 1000 | 1.9 | 11 | < 5.0 | 220 | 150 |  | 0.45 |  | 31 |  |  | 86 |  |  |  |  | < 0.005 | 130 | 8.5 | 17 | 84 | 1.9 | 49 | < 0.080 | 14 | 1.9 |  | 1.6 | < 1.0 | 8.9 | < 0.010 | 520 | [12 empty] | 6.9 |  | < 10 | < 0.010 | < 0.010 | < 0.010 | < 0.010 | < 0.010 | < 0.010 | < 0.010 | < 0.010 | < 0.010 | < 0.010 | < 0.010 | < 0.010 | < 0.010 | < 0.010 | < 0.010 | < 0.010 | < 0.20 | < 1.0 | < 1.0 | < 1.0 | < 5 | < 2.0 | < 1.0 | < 1.0 | < 1.0 | < 1.0 | < 1.0 | < 5.0 | < 1.0 | < 1.0 | < 1.0 | < 1.0 | < 1.0 | < 2.0 | < 1.0 | < 1.0 | < 10 | < 5.0 | < 10 | < 1.0 | < 10 | < 10 | < 1.0 | < 2.0 | < 10 | < 5.0 | < 1.0 | < 2.0 | < 1.0 | < 1.0 | < 1.0 | < 1.0 | < 1.0 | < 1.0 | < 1.0 | < 50 | < 1.0 | < 1.0 | < 1.0 | < 1.0 | < 1.0 | < 1.0 | < 1.0 | < 1.0 | < 1.0 | < 1.0 | < 1.0 | < 1.0 | < 50 | < 1.0 | < 1.0 | < 2.0 | < 1.0 | < 0.010 | < 0.010 | < 0.010 | < 0.010 | < 0.010 | < 0.010 | < 0.010 | < 0.010 | < 0.030
14-14164 | 69224 | G3 | WATER | Surface Water | 2014-11-11 | 2014-11-11 | 2014 | 2014 to 2016 | G3¦11-Nov-14 | G3¦41954 | 8 | 740 | < 1.0 | 19 | 39 | 260 | 55 |  | 1.1 |  | 21 |  |  | 61 |  |  |  |  | < 0.005 | 120 | 7.9 | 7.4 | 29 | < 1.0 | < 20 | < 0.080 | < 1.0 | 2.1 |  | 1.3 | < 1.0 | 12 | < 0.010 | 30 | [14 empty] | < 10 | < 0.010 | < 0.010 | < 0.010 | < 0.010 | < 0.010 | < 0.010 | < 0.010 | < 0.010 | < 0.010 | < 0.010 | < 0.010 | < 0.010 | < 0.010 | < 0.010 | < 0.010 | < 0.010 | < 0.20 | < 1.0 | < 1.0 | < 1.0 | < 5 | < 2.0 | < 1.0 | < 1.0 | < 1.0 | < 1.0 | < 1.0 | < 5.0 | < 1.0 | < 1.0 | < 1.0 | < 1.0 | < 1.0 | < 2.0 | < 1.0 | < 1.0 | < 10 | < 5.0 | < 10 | < 1.0 | < 10 | < 10 | < 1.0 | < 2.0 | < 10 | < 5.0 | < 1.0 | < 2.0 | < 1.0 | < 1.0 | < 1.0 | < 1.0 | < 1.0 | < 1.0 | < 1.0 | < 50 | < 1.0 | < 1.0 | < 1.0 | < 1.0 | < 1.0 | < 1.0 | < 1.0 | < 1.0 | < 1.0 | < 1.0 | < 1.0 | < 1.0 | < 50 | < 1.0 | < 1.0 | < 2.0 | < 1.0 | < 0.010 | < 0.010 | < 0.010 | < 0.010 | < 0.010 | < 0.010 | < 0.010 | < 0.010 | < 0.030
15-13339 | 151074 | G3 | WATER | Surface Water | 2015-06-09 | 2015-06-09 | 2015 | 2014 to 2016 | G3¦09-Jun-15 | G3¦42164 | 8.2 | 870 | < 1.0 | 20 | 16 | 430 | 59 | 0.22 | 0.28 | 0.19 | 2.3 | 0.069 | 0.023 | 97 | 0.59 |  |  |  | < 0.005 | 180 | 8.7 | 12 | 29 | 1.5 | 200 | < 0.080 | 2 | < 1.0 |  | 1.1 | < 1.0 | 7.8 | < 0.010 | 440 | [12 empty] | 8.9 |  | < 10 | < 0.010 | < 0.010 | < 0.010 | < 0.010 | < 0.010 | < 0.010 | < 0.010 | < 0.010 | < 0.010 | < 0.010 | < 0.010 | < 0.010 | < 0.010 | < 0.010 | < 0.010 | < 0.010 | < 0.20 | < 1.0 | < 1.0 | < 1.0 | < 5 | < 2.0 | < 1.0 | < 1.0 | < 1.0 | < 1.0 | < 1.0 | < 5.0 | < 1.0 | < 1.0 | < 1.0 | < 1.0 | < 1.0 | < 2.0 | < 1.0 | < 1.0 | < 10 | < 5.0 | < 10 | < 1.0 | < 10 | < 10 | < 1.0 | < 2.0 | < 10 | < 5.0 | < 1.0 | < 2.0 | < 1.0 | < 1.0 | < 1.0 | < 1.0 | < 1.0 | < 1.0 | < 1.0 | < 50 | < 1.0 | < 1.0 | < 1.0 | < 1.0 | < 1.0 | < 1.0 | < 1.0 | < 1.0 | < 1.0 | < 1.0 | < 1.0 | < 1.0 | < 50 | < 1.0 | < 1.0 | < 2.0 | < 1.0 | < 0.010 | < 0.010 | < 0.010 | < 0.010 | < 0.010 | < 0.010 | < 0.010 | < 0.010 | < 0.030
15-16225 | 165549 | G3 | WATER | Surface Water | 2015-07-15 | 2015-07-15 | 2015 | 2014 to 2016 | G3¦15-Jul-15 | G3¦42200 | 7.4 | 880 | 13 | 27 | 36 | 430 | 58 | 0.44 | 0.56 | 0.024 | < 0.50 | 0.62 | 0.21 | 91 | < 0.20 |  |  |  | < 0.0050 | 130 | 8.1 | 12 | 30 | 1.7 | 440 | < 0.080 | 4.3 | < 1.0 |  | 1.1 | < 1.0 | 6.1 | < 0.010 | 20 | [12 empty] | 11 |  | < 10 | < 0.010 | < 0.010 | < 0.010 | < 0.010 | < 0.010 | < 0.010 | < 0.010 | < 0.010 | < 0.010 | < 0.010 | < 0.010 | < 0.010 | < 0.010 | < 0.010 | < 0.010 | < 0.010 | < 0.20 | < 1.0 | < 1.0 | < 1.0 | < 5.0 | < 2.0 | < 1.0 | < 1.0 | < 1.0 | < 1.0 | < 1.0 | < 5.0 | < 1.0 | < 1.0 | < 1.0 | < 1.0 | < 1.0 | < 2.0 | < 1.0 | < 1.0 | < 10 | < 5.0 | < 10 | < 1.0 | < 10 | < 10 | < 1.0 | < 2.0 | < 10 | < 5.0 | < 1.0 | < 2.0 | < 1.0 | < 1.0 | < 1.0 | < 1.0 | < 1.0 | < 1.0 | < 1.0 | < 50 | < 1.0 | < 1.0 | < 1.0 | < 1.0 | < 1.0 | < 1.0 | < 1.0 | < 1.0 | < 1.0 | < 1.0 | < 1.0 | < 1.0 | < 50 | < 1.0 | < 1.0 | < 2.0 | < 1.0 | < 0.010 | < 0.010 | < 0.010 | < 0.010 | < 0.010 | < 0.010 | < 0.010 | < 0.010 | < 0.030
14-14164 | 69225 | G4 | WATER | Surface Water | 2014-11-11 | 2014-11-11 | 2014 | 2014 to 2016 | G4¦11-Nov-14 | G4¦41954 | 7.9 | 890 | 2 | 18 | 37 | 280 | 62 |  | 0.59 |  | 42 |  |  | 75 |  |  |  |  | < 0.005 | 140 | 6.5 | 8.1 | 34 | 1.2 | 38 | < 0.080 | < 1.0 | 1.9 |  | 1.2 | < 1.0 | 14 | < 0.010 | 30 | [14 empty] | < 10 | < 0.010 | < 0.010 | < 0.010 | < 0.010 | < 0.010 | < 0.010 | < 0.010 | < 0.010 | < 0.010 | < 0.010 | < 0.010 | < 0.010 | < 0.010 | < 0.010 | < 0.010 | < 0.010 | < 0.20 | < 1.0 | < 1.0 | < 1.0 | < 5 | < 2.0 | < 1.0 | < 1.0 | < 1.0 | < 1.0 | < 1.0 | < 5.0 | < 1.0 | < 1.0 | < 1.0 | < 1.0 | < 1.0 | < 2.0 | < 1.0 | < 1.0 | < 10 | < 5.0 | < 10 | < 1.0 | < 10 | < 10 | < 1.0 | < 2.0 | < 10 | < 5.0 | < 1.0 | < 2.0 | < 1.0 | < 1.0 | < 1.0 | < 1.0 | < 1.0 | < 1.0 | < 1.0 | < 50 | < 1.0 | < 1.0 | < 1.0 | < 1.0 | < 1.0 | < 1.0 | < 1.0 | < 1.0 | < 1.0 | < 1.0 | < 1.0 | < 1.0 | < 50 | < 1.0 | < 1.0 | < 2.0 | < 1.0 | < 0.010 | < 0.010 | < 0.010 | < 0.010 | < 0.010 | < 0.010 | < 0.010 | < 0.010 | < 0.030
15-13339 | 151075 | G4 | WATER | Surface Water | 2015-06-09 | 2015-06-09 | 2015 | 2014 to 2016 | G4¦09-Jun-15 | G4¦42164 | 8.1 | 990 | < 1.0 | 25 | 29 | 360 | 94 | 0.48 | 0.62 | 1 | 56 | 0.47 | 0.16 | 100 | 13 |  |  |  | < 0.005 | 150 | 8.2 | 10 | 54 | 1.3 | 320 | < 0.080 | 2.6 | 2.2 |  | 2.1 | < 1.0 | 15 | < 0.010 | 430 | [12 empty] | 6 |  | < 10 | < 0.010 | < 0.010 | < 0.010 | < 0.010 | < 0.010 | < 0.010 | < 0.010 | < 0.010 | < 0.010 | < 0.010 | < 0.010 | < 0.010 | < 0.010 | < 0.010 | < 0.010 | < 0.010 | < 0.20 | < 1.0 | < 1.0 | < 1.0 | < 5 | < 2.0 | < 1.0 | < 1.0 | < 1.0 | < 1.0 | < 1.0 | < 5.0 | < 1.0 | < 1.0 | < 1.0 | < 1.0 | < 1.0 | < 2.0 | < 1.0 | < 1.0 | < 10 | < 5.0 | < 10 | < 1.0 | < 10 | < 10 | < 1.0 | < 2.0 | < 10 | < 5.0 | < 1.0 | < 2.0 | < 1.0 | < 1.0 | < 1.0 | < 1.0 | < 1.0 | < 1.0 | < 1.0 | < 50 | < 1.0 | < 1.0 | < 1.0 | < 1.0 | < 1.0 | < 1.0 | < 1.0 | < 1.0 | < 1.0 | < 1.0 | < 1.0 | < 1.0 | < 50 | < 1.0 | < 1.0 | < 2.0 | < 1.0 | < 0.010 | < 0.010 | < 0.010 | < 0.010 | < 0.010 | < 0.010 | < 0.010 | < 0.010 | < 0.030
15-16340 | 166087 | G4 | WATER | Surface Water | 2015-07-15 | 2015-07-15 | 2015 | 2014 to 2016 | G4¦15-Jul-15 | G4¦42200 | 7.9 | 970 | < 1.0 | 9.9 | < 5.0 | 450 | 88 | 0.28 | 0.36 | 0.56 | 47 | 0.77 | 0.26 | 100 | 11 |  |  |  | < 0.0050 | 130 | 9.8 | 10 | 55 | 1.6 | 42 | < 0.080 | 4.5 | 1.7 |  | 3.9 | < 1.0 | 8.9 | < 0.010 | < 20 | [12 empty] | 2.2 |  | 10 | < 0.010 | < 0.010 | < 0.010 | < 0.010 | < 0.010 | < 0.010 | < 0.010 | < 0.010 | < 0.010 | < 0.010 | < 0.010 | < 0.010 | < 0.010 | < 0.010 | < 0.010 | < 0.010 | < 0.20 | < 1.0 | < 1.0 | < 1.0 | < 5.0 | < 2.0 | < 1.0 | < 1.0 | < 1.0 | < 1.0 | < 1.0 | < 5.0 | < 1.0 | < 1.0 | < 1.0 | < 1.0 | < 1.0 | < 2.0 | < 1.0 | < 1.0 | < 10 | < 5.0 | < 10 | < 1.0 | < 10 | < 10 | < 1.0 | < 2.0 | < 10 | < 5.0 | < 1.0 | < 2.0 | < 1.0 | < 1.0 | < 1.0 | < 1.0 | < 1.0 | < 1.0 | < 1.0 | < 50 | < 1.0 | < 1.0 | < 1.0 | < 1.0 | < 1.0 | < 1.0 | < 1.0 | < 1.0 | < 1.0 | < 1.0 | < 1.0 | < 1.0 | < 50 | < 1.0 | < 1.0 | < 2.0 | < 1.0 | < 0.010 | < 0.010 | < 0.010 | < 0.010 | < 0.010 | < 0.010 | < 0.010 | < 0.010 | < 0.030
14-14164 | 69226 | G5 | WATER | Surface Water | 2014-11-11 | 2014-11-11 | 2014 | 2014 to 2016 | G5¦11-Nov-14 | G5¦41954 | 8 | 920 | < 1.0 | 13 | 110 | 250 | 84 |  | 0.6 |  | 53 |  |  | 78 |  |  |  |  | < 0.005 | 140 | 7.8 | 7.9 | 43 | < 1.0 | 20 | < 0.080 | < 1.0 | 2.2 |  | 1.6 | < 1.0 | 17 | < 0.010 | 30 | [14 empty] | < 10 | < 0.010 | < 0.010 | < 0.010 | < 0.010 | < 0.010 | < 0.010 | < 0.010 | < 0.010 | < 0.010 | < 0.010 | < 0.010 | < 0.010 | < 0.010 | < 0.010 | < 0.010 | < 0.010 | < 0.20 | < 1.0 | < 1.0 | < 1.0 | < 5 | < 2.0 | < 1.0 | < 1.0 | < 1.0 | < 1.0 | < 1.0 | < 5.0 | < 1.0 | < 1.0 | < 1.0 | < 1.0 | < 1.0 | < 2.0 | < 1.0 | < 1.0 | < 10 | < 5.0 | < 10 | < 1.0 | < 10 | < 10 | < 1.0 | < 2.0 | < 10 | < 5.0 | < 1.0 | < 2.0 | < 1.0 | < 1.0 | < 1.0 | < 1.0 | < 1.0 | < 1.0 | < 1.0 | < 50 | < 1.0 | < 1.0 | < 1.0 | < 1.0 | < 1.0 | < 1.0 | < 1.0 | < 1.0 | < 1.0 | < 1.0 | < 1.0 | < 1.0 | < 50 | < 1.0 | < 1.0 | < 2.0 | < 1.0 | < 0.010 | < 0.010 | < 0.010 | < 0.010 | < 0.010 | < 0.010 | < 0.010 | < 0.010 | < 0.030
15-13339 | 151076 | G5 | WATER | Surface Water | 2015-06-09 | 2015-06-09 | 2015 | 2014 to 2016 | G5¦09-Jun-15 | G5¦42164 | 8.2 | 1100 | < 1.0 | 12 | 34 | 330 | 130 | 0.27 | 0.35 | 0.8 | 72 | 0.54 | 0.18 | 110 | 16 |  |  |  | < 0.005 | 160 | 12 | 11 | 79 | 1.3 | 230 | 0.087 | 3.1 | 3.1 |  | 5.1 | < 1.0 | 18 | < 0.010 | 430 | [12 empty] | 9.6 |  | < 10 | < 0.010 | < 0.010 | < 0.010 | < 0.010 | < 0.010 | < 0.010 | < 0.010 | < 0.010 | < 0.010 | < 0.010 | < 0.010 | < 0.010 | < 0.010 | < 0.010 | < 0.010 | < 0.010 | < 0.20 | < 1.0 | < 1.0 | < 1.0 | < 5 | < 2.0 | < 1.0 | < 1.0 | < 1.0 | < 1.0 | < 1.0 | < 5.0 | < 1.0 | < 1.0 | < 1.0 | < 1.0 | < 1.0 | < 2.0 | < 1.0 | < 1.0 | < 10 | < 5.0 | < 10 | < 1.0 | < 10 | < 10 | < 1.0 | < 2.0 | < 10 | < 5.0 | < 1.0 | < 2.0 | < 1.0 | < 1.0 | < 1.0 | < 1.0 | < 1.0 | < 1.0 | < 1.0 | < 50 | < 1.0 | < 1.0 | < 1.0 | < 1.0 | < 1.0 | < 1.0 | < 1.0 | < 1.0 | < 1.0 | < 1.0 | < 1.0 | < 1.0 | < 50 | < 1.0 | < 1.0 | < 2.0 | < 1.0 | < 0.010 | < 0.010 | < 0.010 | < 0.010 | < 0.010 | < 0.010 | < 0.010 | < 0.010 | < 0.030
14-14164 | 69222 | G6a | WATER | Surface Water | 2014-11-10 | 2014-11-10 | 2014 | 2014 to 2016 | G6a¦10-Nov-14 | G6a¦41953 | 8.1 | 650 | 3 | 41 | 7 | 250 | 66 |  | 0.91 |  | 17 |  |  | 55 |  |  |  |  | < 0.005 | 120 | 6.9 | 7 | 31 | < 1.0 | < 20 | 0.2 | < 1.0 | 2.3 |  | 2.1 | < 1.0 | 14 | < 0.010 | 200 | [14 empty] | < 10 | < 0.010 | < 0.010 | < 0.010 | < 0.010 | < 0.010 | < 0.010 | < 0.010 | < 0.010 | < 0.010 | < 0.010 | < 0.010 | < 0.010 | < 0.010 | < 0.010 | < 0.010 | < 0.010 | < 0.20 | < 1.0 | < 1.0 | < 1.0 | < 5 | < 2.0 | < 1.0 | < 1.0 | < 1.0 | < 1.0 | < 1.0 | < 5.0 | < 1.0 | < 1.0 | < 1.0 | < 1.0 | < 1.0 | < 2.0 | < 1.0 | < 1.0 | < 10 | < 5.0 | < 10 | < 1.0 | < 10 | < 10 | < 1.0 | < 2.0 | < 10 | < 5.0 | < 1.0 | < 2.0 | < 1.0 | < 1.0 | < 1.0 | < 1.0 | < 1.0 | < 1.0 | < 1.0 | < 50 | < 1.0 | < 1.0 | < 1.0 | < 1.0 | < 1.0 | < 1.0 | < 1.0 | < 1.0 | < 1.0 | < 1.0 | < 1.0 | < 1.0 | < 50 | < 1.0 | < 1.0 | < 2.0 | < 1.0 | < 0.010 | < 0.010 | < 0.010 | < 0.010 | < 0.010 | < 0.010 | < 0.010 | < 0.010 | < 0.030
15-14223 | 155740 | G6A | WATER | Surface Water | 2015-06-17 | 2015-06-17 | 2015 | 2014 to 2016 | G6A¦17-Jun-15 | G6A¦42172 | 8.6 | 940 | < 1.0 | 11 | < 5.0 | 260 | 96 | 0.078 | 0.1 | 0.14 | 34 | 0.45 | 0.15 | 96 | 7.7 |  |  |  | < 0.005 | 130 | 7.7 | 11 | 54 | 2.9 | 48 | < 0.080 | 16 | 2.1 |  | 1.7 | < 1.0 | 13 | < 0.010 | < 20 | [12 empty] | 4.1 |  | < 10 | < 0.010 | < 0.010 | < 0.010 | < 0.010 | < 0.010 | < 0.010 | < 0.010 | < 0.010 | < 0.010 | < 0.010 | < 0.010 | < 0.010 | < 0.010 | < 0.010 | < 0.010 | < 0.010 | < 0.20 | < 1.0 | < 1.0 | < 1.0 | < 5 | < 2.0 | < 1.0 | < 1.0 | < 1.0 | < 1.0 | < 1.0 | < 5.0 | < 1.0 | < 1.0 | < 1.0 | < 1.0 | < 1.0 | < 2.0 | < 1.0 | < 1.0 | < 10 | < 5.0 | < 10 | < 1.0 | < 10 | < 10 | < 1.0 | < 2.0 | < 10 | < 5.0 | < 1.0 | < 2.0 | < 1.0 | < 1.0 | < 1.0 | < 1.0 | < 1.0 | < 1.0 | < 1.0 | < 50 | < 1.0 | < 1.0 | < 1.0 | < 1.0 | < 1.0 | < 1.0 | < 1.0 | < 1.0 | < 1.0 | < 1.0 | < 1.0 | < 1.0 | < 50 | < 1.0 | < 1.0 | < 2.0 | < 1.0 | < 0.010 | < 0.010 | < 0.010 | < 0.010 | < 0.010 | < 0.010 | < 0.010 | < 0.010 | < 0.030
15-16919 | 169379 | G6A | WATER | Surface Water | 2015-07-22 | 2015-07-22 | 2015 | 2014 to 2016 | G6A¦22-Jul-15 | G6A¦42207 | 7.9 | 950 | 3.4 | 8.7 | 28 | 360 | 92 | 0.44 | 0.57 | 0.29 | 47 | 0.52 | 0.17 | 100 | 11 |  |  |  | < 0.0050 | 120 | 7.3 | 10 | 46 | 1.5 | 36 | < 0.080 | 8.6 | 1.9 |  | < 1.0 | < 1.0 | 8.8 | 0.19 | < 20 | [12 empty] | 5 |  | < 10 | < 0.010 | < 0.010 | < 0.010 | < 0.010 | < 0.010 | < 0.010 | < 0.010 | < 0.010 | < 0.010 | < 0.010 | < 0.010 | < 0.010 | < 0.010 | < 0.010 | < 0.010 | < 0.010 | < 0.20 | < 1.0 | < 1.0 | < 1.0 | < 5.0 | < 2.0 | < 1.0 | < 1.0 | < 1.0 | < 1.0 | < 1.0 | < 5.0 | < 1.0 | < 1.0 | < 1.0 | < 1.0 | < 1.0 | < 2.0 | < 1.0 | < 1.0 | < 10 | < 5.0 | < 10 | < 1.0 | < 10 | < 10 | < 1.0 | < 2.0 | < 10 | < 5.0 | < 1.0 | < 2.0 | < 1.0 | < 1.0 | < 1.0 | < 1.0 | < 1.0 | < 1.0 | < 1.0 | < 50 | < 1.0 | < 1.0 | < 1.0 | < 1.0 | < 1.0 | < 1.0 | < 1.0 | < 1.0 | < 1.0 | < 1.0 | < 1.0 | < 1.0 | < 50 | < 1.0 | < 1.0 | < 2.0 | < 1.0 | < 0.010 | < 0.010 | < 0.010 | < 0.010 | < 0.010 | < 0.010 | < 0.010 | < 0.010 | < 0.030
14-14296 | 69876 | G7a | WATER | Surface Water | 2014-11-13 | 2014-11-13 | 2014 | 2014 to 2016 | G7a¦13-Nov-14 | G7a¦41956 | 7.9 | 760 | 4 | 24 | 38 | 220 | 91 |  | 0.31 |  | 7.2 |  |  | 53 |  |  |  |  | < 0.005 | 99 | 7.8 | 8.6 | 40 | 5.4 | 690 | < 0.080 | 68 | 3.9 |  | 1.4 | < 1.0 | 6.9 | < 0.010 | 150 | [14 empty] | < 10 | < 0.010 | < 0.010 | < 0.010 | < 0.010 | < 0.010 | < 0.010 | < 0.010 | < 0.010 | < 0.010 | < 0.010 | < 0.010 | < 0.010 | < 0.010 | < 0.010 | < 0.010 | < 0.010 | < 0.20 | < 1.0 | < 1.0 | < 1.0 | < 5 | < 2.0 | < 1.0 | < 1.0 | < 1.0 | < 1.0 | < 1.0 | < 5.0 | < 1.0 | < 1.0 | < 1.0 | < 1.0 | < 1.0 | < 2.0 | < 1.0 | < 1.0 | < 10 | < 5.0 | < 10 | < 1.0 | < 10 | < 10 | < 1.0 | < 2.0 | < 10 | < 5.0 | < 1.0 | < 2.0 | < 1.0 | < 1.0 | < 1.0 | < 1.0 | < 1.0 | < 1.0 | < 1.0 | < 50 | < 1.0 | < 1.0 | < 1.0 | < 1.0 | < 1.0 | < 1.0 | < 1.0 | < 1.0 | < 1.0 | < 1.0 | < 1.0 | < 1.0 | < 50 | < 1.0 | < 1.0 | < 2.0 | < 1.0 | < 0.010 | < 0.010 | < 0.010 | < 0.010 | < 0.010 | < 0.010 | < 0.010 | < 0.010 | < 0.030
15-14223 | 155741 | G7A | WATER | Surface Water | 2015-06-17 | 2015-06-17 | 2015 | 2014 to 2016 | G7A¦17-Jun-15 | G7A¦42172 | 8.5 | 1200 | < 1.0 | 13 | 34 | 290 | 240 | 0.28 | 0.36 | 0.1 | 3.2 | 0.27 | 0.09 | 64 | 0.75 |  |  |  | < 0.005 | 150 | 4.6 | 14 | 70 | 3.5 | 44 | < 0.080 | 13 | < 1.0 |  | 1 | < 1.0 | 8.5 | < 0.010 | < 20 | [12 empty] | 6 |  | < 10 | < 0.010 | < 0.010 | < 0.010 | < 0.010 | < 0.010 | < 0.010 | < 0.010 | < 0.010 | < 0.010 | < 0.010 | < 0.010 | < 0.010 | < 0.010 | < 0.010 | < 0.010 | < 0.010 | < 0.20 | < 1.0 | < 1.0 | < 1.0 | < 5 | < 2.0 | < 1.0 | < 1.0 | < 1.0 | < 1.0 | < 1.0 | < 5.0 | < 1.0 | < 1.0 | < 1.0 | < 1.0 | < 1.0 | < 2.0 | < 1.0 | < 1.0 | < 10 | < 5.0 | < 10 | < 1.0 | < 10 | < 10 | < 1.0 | < 2.0 | < 10 | < 5.0 | < 1.0 | < 2.0 | < 1.0 | < 1.0 | < 1.0 | < 1.0 | < 1.0 | < 1.0 | < 1.0 | < 50 | < 1.0 | < 1.0 | < 1.0 | < 1.0 | < 1.0 | < 1.0 | < 1.0 | < 1.0 | < 1.0 | < 1.0 | < 1.0 | < 1.0 | < 50 | < 1.0 | < 1.0 | < 2.0 | < 1.0 | < 0.010 | < 0.010 | < 0.010 | < 0.010 | < 0.010 | < 0.010 | < 0.010 | < 0.010 | < 0.030
15-16955 | 169669 | G7a | WATER | Surface Water | 2015-07-23 | 2015-07-23 | 2015 | 2014 to 2016 | G7a¦23-Jul-15 | G7a¦42208 | 8.4 | 1100 | 16 | 88 | 27 | 400 | 220 | 0.65 | 0.83 | < 0.020 | < 0.50 | 0.26 | 0.087 | 54 | < 0.20 |  |  |  | < 0.0050 | 120 | 3.8 | 12 | 56 | 3.2 | 23 | < 0.080 | 3.7 | < 1.0 |  | < 1.0 | < 1.0 | 5.3 | < 0.010 | 80 | [12 empty] | 5.8 |  | < 10 | < 0.010 | < 0.010 | < 0.010 | < 0.010 | < 0.010 | < 0.010 | < 0.010 | < 0.010 | < 0.010 | < 0.010 | < 0.010 | < 0.010 | < 0.010 | < 0.010 | < 0.010 | < 0.010 | < 0.20 | < 1.0 | < 1.0 | < 1.0 | < 5.0 | < 2.0 | < 1.0 | < 1.0 | < 1.0 | < 1.0 | < 1.0 | < 5.0 | < 1.0 | < 1.0 | < 1.0 | < 1.0 | < 1.0 | < 2.0 | < 1.0 | < 1.0 | < 10 | < 5.0 | < 10 | < 1.0 | < 10 | < 10 | < 1.0 | < 2.0 | < 10 | < 5.0 | < 1.0 | < 2.0 | < 1.0 | < 1.0 | < 1.0 | < 1.0 | < 1.0 | < 1.0 | < 1.0 | < 50 | < 1.0 | < 1.0 | < 1.0 | < 1.0 | < 1.0 | < 1.0 | < 1.0 | < 1.0 | < 1.0 | < 1.0 | < 1.0 | < 1.0 | < 50 | < 1.0 | < 1.0 | < 2.0 | < 1.0 | < 0.010 | < 0.010 | < 0.010 | < 0.010 | < 0.010 | < 0.010 | < 0.010 | < 0.010 | < 0.030
15-13339 | 151077 | G8 | WATER | Surface Water | 2015-06-09 | 2015-06-09 | 2015 | 2014 to 2016 | G8¦09-Jun-15 | G8¦42164 | 8.2 | 1200 | 1.1 | 15 | 79 | 330 | 200 | 0.16 | 0.21 | 0.071 | 22 | 0.33 | 0.11 | 95 | 5 |  |  |  | < 0.005 | 150 | 8.1 | 14 | 87 | 2.1 | 290 | < 0.080 | 4.1 | 2.9 |  | 1.5 | < 1.0 | 12 | < 0.010 | 440 | [12 empty] | 10 |  | < 10 | < 0.010 | < 0.010 | < 0.010 | < 0.010 | < 0.010 | < 0.010 | < 0.010 | < 0.010 | < 0.010 | < 0.010 | < 0.010 | < 0.010 | < 0.010 | < 0.010 | < 0.010 | < 0.010 | < 0.20 | < 1.0 | < 1.0 | < 1.0 | < 5 | < 2.0 | < 1.0 | < 1.0 | < 1.0 | < 1.0 | < 1.0 | < 5.0 | < 1.0 | < 1.0 | < 1.0 | < 1.0 | < 1.0 | < 2.0 | < 1.0 | < 1.0 | < 10 | < 5.0 | < 10 | < 1.0 | < 10 | < 10 | < 1.0 | < 2.0 | < 10 | < 5.0 | < 1.0 | < 2.0 | < 1.0 | < 1.0 | < 1.0 | < 1.0 | < 1.0 | < 1.0 | < 1.0 | < 50 | < 1.0 | < 1.0 | < 1.0 | < 1.0 | < 1.0 | < 1.0 | < 1.0 | < 1.0 | < 1.0 | < 1.0 | < 1.0 | < 1.0 | < 50 | < 1.0 | < 1.0 | < 2.0 | < 1.0 | < 0.010 | < 0.010 | < 0.010 | < 0.010 | < 0.010 | < 0.010 | < 0.010 | < 0.010 | < 0.030
15-16340 | 166088 | G8 | WATER | Surface Water | 2015-07-15 | 2015-07-15 | 2015 | 2014 to 2016 | G8¦15-Jul-15 | G8¦42200 | 7.9 | 1400 | < 1.0 | 14 | < 5.0 | 450 | 280 | 0.19 | 0.25 | 0.23 | 16 | 0.53 | 0.18 | 100 | 3.6 |  |  |  | < 0.0050 | 140 | 10 | 22 | 140 | 3.4 | 72 | < 0.080 | 10 | 2.3 |  | 4 | < 1.0 | 13 | < 0.010 | < 20 | [12 empty] | 2.8 |  | 31 | < 0.010 | < 0.010 | < 0.010 | < 0.010 | < 0.010 | < 0.010 | < 0.010 | < 0.010 | < 0.010 | < 0.010 | < 0.010 | < 0.010 | < 0.010 | < 0.010 | < 0.010 | < 0.010 | < 0.20 | < 1.0 | < 1.0 | < 1.0 | < 5.0 | < 2.0 | < 1.0 | < 1.0 | < 1.0 | < 1.0 | < 1.0 | < 5.0 | < 1.0 | < 1.0 | < 1.0 | < 1.0 | < 1.0 | < 2.0 | < 1.0 | < 1.0 | < 10 | < 5.0 | < 10 | < 1.0 | < 10 | < 10 | < 1.0 | < 2.0 | < 10 | < 5.0 | < 1.0 | < 2.0 | < 1.0 | < 1.0 | < 1.0 | < 1.0 | < 1.0 | < 1.0 | < 1.0 | < 50 | < 1.0 | < 1.0 | < 1.0 | < 1.0 | < 1.0 | < 1.0 | < 1.0 | < 1.0 | < 1.0 | < 1.0 | < 1.0 | < 1.0 | < 50 | < 1.0 | < 1.0 | < 2.0 | < 1.0 | < 0.010 | < 0.010 | < 0.010 | < 0.010 | < 0.010 | < 0.010 | < 0.010 | < 0.010 | < 0.030
15-13339 | 151078 | SW1 | WATER | Surface Water | 2015-06-09 | 2015-06-09 | 2015 | 2014 to 2016 | SW1¦09-Jun-15 | SW1¦42164 | 8.1 | 900 | < 1.0 | 13 | 9 | 370 | 130 | 0.16 | 0.2 | 0.71 | 65 | 0.53 | 0.18 | 110 | 15 |  |  |  | < 0.005 | 150 | 10 | 11 | 77 | 1.4 | 250 | < 0.080 | 4.1 | 2.7 |  | 1.7 | < 1.0 | 16 | < 0.010 | 460 | [12 empty] | 6.5 |  | < 10 | < 0.010 | < 0.010 | < 0.010 | < 0.010 | < 0.010 | < 0.010 | < 0.010 | < 0.010 | < 0.010 | < 0.010 | < 0.010 | < 0.010 | < 0.010 | < 0.010 | < 0.010 | < 0.010 | < 0.20 | < 1.0 | < 1.0 | < 1.0 | < 5 | < 2.0 | < 1.0 | < 1.0 | < 1.0 | < 1.0 | < 1.0 | < 5.0 | < 1.0 | < 1.0 | < 1.0 | < 1.0 | < 1.0 | < 2.0 | < 1.0 | < 1.0 | < 10 | < 5.0 | < 10 | < 1.0 | < 10 | < 10 | < 1.0 | < 2.0 | < 10 | < 5.0 | < 1.0 | < 2.0 | < 1.0 | < 1.0 | < 1.0 | < 1.0 | < 1.0 | < 1.0 | < 1.0 | < 50 | < 1.0 | < 1.0 | < 1.0 | < 1.0 | < 1.0 | < 1.0 | < 1.0 | < 1.0 | < 1.0 | < 1.0 | < 1.0 | < 1.0 | < 50 | < 1.0 | < 1.0 | < 2.0 | < 1.0 | < 0.010 | < 0.010 | < 0.010 | < 0.010 | < 0.010 | < 0.010 | < 0.010 | < 0.010 | < 0.030
15-16340 | 166085 | SW1 | WATER | Surface Water | 2015-07-15 | 2015-07-15 | 2015 | 2014 to 2016 | SW1¦15-Jul-15 | SW1¦42200 | 7.7 | 970 | 1 | 8.7 | 40 | 370 | 76 | 0.66 | 0.85 | 1.1 | 47 | 0.9 | 0.3 | 95 | 11 |  |  |  | < 0.0050 | 140 | 9.1 | 10 | 52 | 2 | 37 | < 0.080 | 3.5 | 1.6 |  | 2.4 | < 1.0 | 6.1 | < 0.010 | 20 | [12 empty] | 6.1 |  | 21 | < 0.010 | < 0.010 | < 0.010 | < 0.010 | < 0.010 | < 0.010 | < 0.010 | < 0.010 | < 0.010 | < 0.010 | < 0.010 | < 0.010 | < 0.010 | < 0.010 | < 0.010 | < 0.010 | < 0.20 | < 1.0 | < 1.0 | < 1.0 | < 5.0 | < 2.0 | < 1.0 | < 1.0 | < 1.0 | < 1.0 | < 1.0 | < 5.0 | < 1.0 | < 1.0 | < 1.0 | < 1.0 | < 1.0 | < 2.0 | < 1.0 | < 1.0 | < 10 | < 5.0 | < 10 | < 1.0 | < 10 | < 10 | < 1.0 | < 2.0 | < 10 | < 5.0 | < 1.0 | < 2.0 | < 1.0 | < 1.0 | < 1.0 | < 1.0 | < 1.0 | < 1.0 | < 1.0 | < 50 | < 1.0 | < 1.0 | < 1.0 | < 1.0 | < 1.0 | < 1.0 | < 1.0 | < 1.0 | < 1.0 | < 1.0 | < 1.0 | < 1.0 | < 50 | < 1.0 | < 1.0 | < 2.0 | < 1.0 | < 0.010 | < 0.010 | < 0.010 | < 0.010 | < 0.010 | < 0.010 | < 0.010 | < 0.010 | < 0.030
15-16919 | 169381 | SW10 | WATER | Surface Water | 2015-07-22 | 2015-07-22 | 2015 | 2014 to 2016 | SW10¦22-Jul-15 | SW10¦42207 | 7.8 | 940 | < 1.0 | 12 | 410 | 330 | 130 | 0.074 | 0.095 | 0.3 | 22 | 0.43 | 0.14 | 78 | 5 |  |  |  | 0.006 | 130 | 7.5 | 10 | 49 | 2.3 | 26 | < 0.080 | 6.8 | 1.2 |  | < 1.0 | < 1.0 | 6 | 0.011 | < 20 | [12 empty] | 5.5 |  | < 10 | < 0.010 | < 0.010 | < 0.010 | < 0.010 | < 0.010 | < 0.010 | < 0.010 | < 0.010 | < 0.010 | < 0.010 | < 0.010 | < 0.010 | < 0.010 | < 0.010 | < 0.010 | < 0.010 | < 0.20 | < 1.0 | < 1.0 | < 1.0 | < 5.0 | < 2.0 | < 1.0 | < 1.0 | < 1.0 | < 1.0 | < 1.0 | < 5.0 | < 1.0 | < 1.0 | < 1.0 | < 1.0 | < 1.0 | < 2.0 | < 1.0 | < 1.0 | < 10 | < 5.0 | < 10 | < 1.0 | < 10 | < 10 | < 1.0 | < 2.0 | < 10 | < 5.0 | < 1.0 | < 2.0 | < 1.0 | < 1.0 | < 1.0 | < 1.0 | < 1.0 | < 1.0 | < 1.0 | < 50 | < 1.0 | < 1.0 | < 1.0 | < 1.0 | < 1.0 | < 1.0 | < 1.0 | < 1.0 | < 1.0 | < 1.0 | < 1.0 | < 1.0 | < 50 | < 1.0 | < 1.0 | < 2.0 | < 1.0 | < 0.010 | < 0.010 | < 0.010 | < 0.010 | < 0.010 | < 0.010 | < 0.010 | < 0.010 | < 0.030
15-13538 | 152245 | SW2 | WATER | Surface Water | 2015-06-10 | 2015-06-10 | 2015 | 2014 to 2016 | SW2¦10-Jun-15 | SW2¦42165 | 8.1 | 990 | 1.8 | 9 | < 5.0 | 210 | 95 |  | 0.34 |  | 44 |  |  | 100 |  |  |  |  | < 0.005 | 170 | 9.8 | 14 | 67 | 1.8 | 50 | 0.088 | 10 | 2.2 |  | 1.3 | < 1.0 | 14 | < 0.010 | 530 | [12 empty] | 2.6 |  | < 10 | < 0.010 | < 0.010 | < 0.010 | < 0.010 | < 0.010 | < 0.010 | < 0.010 | < 0.010 | < 0.010 | < 0.010 | < 0.010 | < 0.010 | < 0.010 | < 0.010 | < 0.010 | < 0.010 | < 0.20 | < 1.0 | < 1.0 | < 1.0 | < 5 | < 2.0 | < 1.0 | < 1.0 | < 1.0 | < 1.0 | < 1.0 | < 5.0 | < 1.0 | < 1.0 | < 1.0 | < 1.0 | < 1.0 | < 2.0 | < 1.0 | < 1.0 | < 10 | < 5.0 | < 10 | < 1.0 | < 10 | < 10 | < 1.0 | < 2.0 | < 10 | < 5.0 | < 1.0 | < 2.0 | < 1.0 | < 1.0 | < 1.0 | < 1.0 | < 1.0 | < 1.0 | < 1.0 | < 50 | < 1.0 | < 1.0 | < 1.0 | < 1.0 | < 1.0 | < 1.0 | < 1.0 | < 1.0 | < 1.0 | < 1.0 | < 1.0 | < 1.0 | < 50 | < 1.0 | < 1.0 | < 2.0 | < 1.0 | < 0.010 | < 0.010 | < 0.010 | < 0.010 | < 0.010 | < 0.010 | < 0.010 | < 0.010 | < 0.030
15-16955 | 169670 | SW2 | WATER | Surface Water | 2015-07-23 | 2015-07-23 | 2015 | 2014 to 2016 | SW2¦23-Jul-15 | SW2¦42208 | 8.5 | 990 | 5 | 12 | 14 | 400 | 130 | 0.23 | 0.3 | 0.16 | 44 | 0.58 | 0.19 | 90 | 9.9 |  |  |  | < 0.0050 | 110 | 6.6 | 9.3 | 48 | 1.1 | < 20 | < 0.080 | 2.3 | 1.6 |  | < 1.0 | < 1.0 | 9.9 | < 0.010 | < 20 | [12 empty] | 5.5 |  | < 10 | < 0.010 | < 0.010 | < 0.010 | < 0.010 | < 0.010 | < 0.010 | < 0.010 | < 0.010 | < 0.010 | < 0.010 | < 0.010 | < 0.010 | < 0.010 | < 0.010 | < 0.010 | < 0.010 | < 0.20 | < 1.0 | < 1.0 | < 1.0 | < 5.0 | < 2.0 | < 1.0 | < 1.0 | < 1.0 | < 1.0 | < 1.0 | < 5.0 | < 1.0 | < 1.0 | < 1.0 | < 1.0 | < 1.0 | < 2.0 | < 1.0 | < 1.0 | < 10 | < 5.0 | < 10 | < 1.0 | < 10 | < 10 | < 1.0 | < 2.0 | < 10 | < 5.0 | < 1.0 | < 2.0 | < 1.0 | < 1.0 | < 1.0 | < 1.0 | < 1.0 | < 1.0 | < 1.0 | < 50 | < 1.0 | < 1.0 | < 1.0 | < 1.0 | < 1.0 | < 1.0 | < 1.0 | < 1.0 | < 1.0 | < 1.0 | < 1.0 | < 1.0 | < 50 | < 1.0 | < 1.0 | < 2.0 | < 1.0 | < 0.010 | < 0.010 | < 0.010 | < 0.010 | < 0.010 | < 0.010 | < 0.010 | < 0.010 | < 0.030
15-14223 | 155742 | SW3 | WATER | Surface Water | 2015-06-17 | 2015-06-17 | 2015 | 2014 to 2016 | SW3¦17-Jun-15 | SW3¦42172 | 8.6 | 930 | < 1.0 | 10 | 9 | 310 | 98 | 0.061 | 0.078 | 0.13 | 33 | 0.46 | 0.15 | 98 | 7.5 |  |  |  | < 0.005 | 130 | 7.8 | 11 | 55 | 2.2 | 50 | < 0.080 | 10 | 1.9 |  | 1.8 | < 1.0 | 14 | < 0.010 | < 20 | [12 empty] | 6.1 |  | < 10 | < 0.010 | < 0.010 | < 0.010 | < 0.010 | < 0.010 | < 0.010 | < 0.010 | < 0.010 | < 0.010 | < 0.010 | < 0.010 | < 0.010 | < 0.010 | < 0.010 | < 0.010 | < 0.010 | < 0.20 | < 1.0 | < 1.0 | < 1.0 | < 5 | < 2.0 | < 1.0 | < 1.0 | < 1.0 | < 1.0 | < 1.0 | < 5.0 | < 1.0 | < 1.0 | < 1.0 | < 1.0 | < 1.0 | < 2.0 | < 1.0 | < 1.0 | < 10 | < 5.0 | < 10 | < 1.0 | < 10 | < 10 | < 1.0 | < 2.0 | < 10 | < 5.0 | < 1.0 | < 2.0 | < 1.0 | < 1.0 | < 1.0 | < 1.0 | < 1.0 | < 1.0 | < 1.0 | < 50 | < 1.0 | < 1.0 | < 1.0 | < 1.0 | < 1.0 | < 1.0 | < 1.0 | < 1.0 | < 1.0 | < 1.0 | < 1.0 | < 1.0 | < 50 | < 1.0 | < 1.0 | < 2.0 | < 1.0 | < 0.010 | < 0.010 | < 0.010 | < 0.010 | < 0.010 | < 0.010 | < 0.010 | < 0.010 | < 0.030
15-13339 | 151079 | SW4 | WATER | Surface Water | 2015-06-09 | 2015-06-09 | 2015 | 2014 to 2016 | SW4¦09-Jun-15 | SW4¦42164 | 8.3 | 840 | < 1.0 | 12 | 17 | 420 | 56 | 0.1 | 0.13 | < 0.020 | < 0.50 | 0.05 | < 0.020 | 80 | < 0.20 |  |  |  | < 0.005 | 160 | 6.3 | 13 | 37 | 1.3 | 250 | < 0.080 | 3.2 | < 1.0 |  | < 1.0 | < 1.0 | 5.3 | < 0.010 | 420 | [12 empty] | 9.2 |  | < 10 | < 0.010 | < 0.010 | < 0.010 | < 0.010 | < 0.010 | < 0.010 | < 0.010 | < 0.010 | < 0.010 | < 0.010 | < 0.010 | < 0.010 | < 0.010 | < 0.010 | < 0.010 | < 0.010 | < 0.20 | < 1.0 | < 1.0 | < 1.0 | < 5 | < 2.0 | < 1.0 | < 1.0 | < 1.0 | < 1.0 | < 1.0 | < 5.0 | < 1.0 | < 1.0 | < 1.0 | < 1.0 | < 1.0 | < 2.0 | < 1.0 | < 1.0 | < 10 | < 5.0 | < 10 | < 1.0 | < 10 | < 10 | < 1.0 | < 2.0 | < 10 | < 5.0 | < 1.0 | < 2.0 | < 1.0 | < 1.0 | < 1.0 | < 1.0 | < 1.0 | < 1.0 | < 1.0 | < 50 | < 1.0 | < 1.0 | < 1.0 | < 1.0 | < 1.0 | < 1.0 | < 1.0 | < 1.0 | < 1.0 | < 1.0 | < 1.0 | < 1.0 | < 50 | < 1.0 | < 1.0 | < 2.0 | < 1.0 | < 0.010 | < 0.010 | < 0.010 | < 0.010 | < 0.010 | < 0.010 | < 0.010 | < 0.010 | < 0.030
15-16340 | 166086 | SW4 | WATER | Surface Water | 2015-07-15 | 2015-07-15 | 2015 | 2014 to 2016 | SW4¦15-Jul-15 | SW4¦42200 | 7.9 | 830 | < 1.0 | 9.8 | < 5.0 | 470 | 50 | 0.44 | 0.57 | 0.06 | < 0.50 | 0.078 | 0.026 | 66 | < 0.20 |  |  |  | < 0.0050 | 140 | 6.4 | 13 | 27 | 1.5 | < 20 | < 0.080 | 3.3 | < 1.0 |  | < 1.0 | < 1.0 | 4.2 | < 0.010 | < 20 | [12 empty] | 4 |  | 27 | < 0.010 | < 0.010 | < 0.010 | < 0.010 | < 0.010 | < 0.010 | < 0.010 | < 0.010 | < 0.010 | < 0.010 | < 0.010 | < 0.010 | < 0.010 | < 0.010 | < 0.010 | < 0.010 | < 0.20 | < 1.0 | < 1.0 | < 1.0 | < 5.0 | < 2.0 | < 1.0 | < 1.0 | < 1.0 | < 1.0 | < 1.0 | < 5.0 | < 1.0 | < 1.0 | < 1.0 | < 1.0 | < 1.0 | < 2.0 | < 1.0 | < 1.0 | < 10 | < 5.0 | < 10 | < 1.0 | < 10 | < 10 | < 1.0 | < 2.0 | < 10 | < 5.0 | < 1.0 | < 2.0 | < 1.0 | < 1.0 | < 1.0 | < 1.0 | < 1.0 | < 1.0 | < 1.0 | < 50 | < 1.0 | < 1.0 | < 1.0 | < 1.0 | < 1.0 | < 1.0 | < 1.0 | < 1.0 | < 1.0 | < 1.0 | < 1.0 | < 1.0 | < 50 | < 1.0 | < 1.0 | < 2.0 | < 1.0 | < 0.010 | < 0.010 | < 0.010 | < 0.010 | < 0.010 | < 0.010 | < 0.010 | < 0.010 | < 0.030
15-14223 | 155743 | SW8 | WATER | Surface Water | 17-Jun-15 | 2015-06-17 | 2015 | 2014 to 2016 | SW8¦17-Jun-15 | SW8¦42172 | 8.5 | 1200 | 1.1 | 30 | 99 | 270 | 260 | 0.27 | 0.35 | 0.1 | < 0.50 | 0.21 | 0.07 | 63 | < 0.20 |  |  |  | < 0.005 | 150 | 4.7 | 15 | 74 | 3.4 | 37 | < 0.080 | 11 | < 1.0 |  | < 1.0 | < 1.0 | 4 | < 0.010 | < 20 | [12 empty] | 5 |  | < 10 | < 0.010 | < 0.010 | < 0.010 | < 0.010 | < 0.010 | < 0.010 | < 0.010 | < 0.010 | < 0.010 | < 0.010 | < 0.010 | < 0.010 | < 0.010 | < 0.010 | < 0.010 | < 0.010 | < 0.20 | < 1.0 | < 1.0 | < 1.0 | < 5 | < 2.0 | < 1.0 | < 1.0 | < 1.0 | < 1.0 | < 1.0 | < 5.0 | < 1.0 | < 1.0 | < 1.0 | < 1.0 | < 1.0 | < 2.0 | < 1.0 | < 1.0 | < 10 | < 5.0 | < 10 | < 1.0 | < 10 | < 10 | < 1.0 | < 2.0 | < 10 | < 5.0 | < 1.0 | < 2.0 | < 1.0 | < 1.0 | < 1.0 | < 1.0 | < 1.0 | < 1.0 | < 1.0 | < 50 | < 1.0 | < 1.0 | < 1.0 | < 1.0 | < 1.0 | < 1.0 | < 1.0 | < 1.0 | < 1.0 | < 1.0 | < 1.0 | < 1.0 | < 50 | < 1.0 | < 1.0 | < 2.0 | < 1.0 | < 0.010 | < 0.010 | < 0.010 | < 0.010 | < 0.010 | < 0.010 | < 0.010 | < 0.010 | < 0.030
15-16919 | 169380 | SW8 | WATER | Surface Water | 22-Jul-15 | 2015-07-22 | 2015 | 2014 to 2016 | SW8¦22-Jul-15 | SW8¦42207 | 7.9 | 1200 | 3.4 | 43 | 170 | 350 | 230 | 0.34 | 0.44 | 0.082 | 5.6 | 0.29 | 0.097 | 61 | 1.3 |  |  |  | < 0.0050 | 140 | 4.6 | 12 | 62 | 3.9 | 28 | 0.16 | 5.6 | 1.6 |  | < 1.0 | < 1.0 | 5.3 | 0.019 | < 20 | [12 empty] | 5.8 |  | < 10 | < 0.010 | < 0.010 | < 0.010 | < 0.010 | < 0.010 | < 0.010 | < 0.010 | < 0.010 | < 0.010 | < 0.010 | < 0.010 | < 0.010 | < 0.010 | < 0.010 | < 0.010 | < 0.010 | < 0.20 | < 1.0 | < 1.0 | < 1.0 | < 5.0 | < 2.0 | < 1.0 | < 1.0 | < 1.0 | < 1.0 | < 1.0 | < 5.0 | < 1.0 | < 1.0 | < 1.0 | < 1.0 | < 1.0 | < 2.0 | < 1.0 | < 1.0 | < 10 | < 5.0 | < 10 | < 1.0 | < 10 | < 10 | < 1.0 | < 2.0 | < 10 | < 5.0 | < 1.0 | < 2.0 | < 1.0 | < 1.0 | < 1.0 | < 1.0 | < 1.0 | < 1.0 | < 1.0 | < 50 | < 1.0 | < 1.0 | < 1.0 | < 1.0 | < 1.0 | < 1.0 | < 1.0 | < 1.0 | < 1.0 | < 1.0 | < 1.0 | < 1.0 | < 50 | < 1.0 | < 1.0 | < 2.0 | < 1.0 | < 0.010 | < 0.010 | < 0.010 | < 0.010 | < 0.010 | < 0.010 | < 0.010 | < 0.010 | < 0.030
18-21617 | 657945 | G3 | WATER | Surface Water | 2018-07-18 | 2018-07-18 | 2018 | 2018 | G3¦43299 | G3¦43299 | 7.7 | 960 |  |  | < 5.0 | 330 | 77 | 0.19 | 0.25 | 0.54 | 15 | < 0.20 |  | 110 | 3.6 |  | < 20 | < 20 | < 0.0050 | 150 | 8.7 | 12 | 47 | 1.6 | 30 | < 0.080 | 1.5 | < 1.0 | 21 | < 1.0 | < 1.0 | 1.8 | < 0.010 | 390 | 0.026 | 1.6 | 31 | < 0.080 | 1.6 | < 1.0 | 400 | 22 | < 1.0 | < 1.0 | 2.2 | 7.6 | 9.7 |  | < 10 | < 0.10 | < 0.10 | < 0.10 | < 0.10 | < 0.10 | < 0.10 | < 0.10 | < 0.10 | < 0.10 | < 0.10 | < 0.10 | < 0.10 | < 0.10 | < 0.10 | < 0.10 | < 0.10 | < 2.0 | < 1.0 | < 1.0 | < 1.0 | < 5.0 | < 2.0 | < 1.0 | < 1.0 | < 1.0 | < 1.0 | < 1.0 | < 5.0 | < 1.0 | < 1.0 | < 1.0 | < 1.0 | < 1.0 | < 2.0 | < 1.0 | < 1.0 | < 10 | < 5.0 | < 10 | < 1.0 | < 10 | < 10 | < 1.0 | < 2.0 | < 10 | < 5.0 | < 1.0 | < 2.0 | < 1.0 | < 1.0 | < 1.0 | < 1.0 | < 1.0 | < 1.0 | < 1.0 | < 50 | < 1.0 | < 1.0 | < 1.0 | < 1.0 | < 1.0 | < 1.0 | < 1.0 | < 1.0 | < 1.0 | < 1.0 | < 1.0 | < 1.0 | < 50 | < 1.0 | < 1.0 | < 2.0 | < 1.0 | < 0.010 | < 0.010 |  | < 0.010 | < 0.010 | < 0.010 | < 0.010 | < 0.010 | < 0.030 | < 0.010 | < 0.010 | < 0.010 | < 0.010 | < 0.010 | < 0.010 | < 0.010 | < 0.010 | < 0.010 | < 0.010 | < 0.010 | < 0.010 | < 0.010
18-21617 | 657946 | G3A | WATER | Surface Water | 2018-07-18 | 2018-07-18 | 2018 | 2018 | G3A¦43299 | G3A¦43299 | 7.7 | 970 |  |  | < 5.0 | 340 | 77 | 0.2 | 0.26 | 0.56 | 14 | < 0.20 |  | 110 | 3.4 |  | < 20 | < 20 | < 0.0050 | 180 | 10 | 14 | 53 | 1.4 | 28 | < 0.080 | 1.4 | < 1.0 | 33 | < 1.0 | < 1.0 | 1.4 | < 0.010 | 350 | 0.028 | 1.5 | 28 | < 0.080 | 1.5 | < 1.0 | 360 | 35 | < 1.0 | < 1.0 | 1.7 | 7.1 | 7.4 |  | < 10 | < 0.10 | < 0.10 | < 0.10 | < 0.10 | < 0.10 | < 0.10 | < 0.10 | < 0.10 | < 0.10 | < 0.10 | < 0.10 | < 0.10 | < 0.10 | < 0.10 | < 0.10 | < 0.10 | < 2.0 | < 1.0 | < 1.0 | < 1.0 | < 5.0 | < 2.0 | < 1.0 | < 1.0 | < 1.0 | < 1.0 | < 1.0 | < 5.0 | < 1.0 | < 1.0 | < 1.0 | < 1.0 | < 1.0 | < 2.0 | < 1.0 | < 1.0 | < 10 | < 5.0 | < 10 | < 1.0 | < 10 | < 10 | < 1.0 | < 2.0 | < 10 | < 5.0 | < 1.0 | < 2.0 | < 1.0 | < 1.0 | < 1.0 | < 1.0 | < 1.0 | < 1.0 | < 1.0 | < 50 | < 1.0 | < 1.0 | < 1.0 | < 1.0 | < 1.0 | < 1.0 | < 1.0 | < 1.0 | < 1.0 | < 1.0 | < 1.0 | < 1.0 | < 50 | < 1.0 | < 1.0 | < 2.0 | < 1.0 | < 0.010 | < 0.010 |  | < 0.010 | < 0.010 | < 0.010 | < 0.010 | < 0.010 | < 0.030 | < 0.010 | < 0.010 | < 0.010 | < 0.010 | < 0.010 | < 0.010 | < 0.010 | < 0.010 | < 0.010 | < 0.010 | < 0.010 | < 0.010 | < 0.010
18-21617 | 657947 | G4 | WATER | Surface Water | 2018-07-18 | 2018-07-18 | 2018 | 2018 | G4¦43299 | G4¦43299 | 7.8 | 1100 |  |  | < 5.0 | 360 | 120 | 0.11 | 0.14 | 0.2 | 38 | 0.44 |  | 110 | 8.6 |  | < 20 | < 20 | < 0.0050 | 200 | 10 | 13 | 76 | 2.2 | 43 | < 0.080 | 2.6 | 2.2 | 12 | 1.2 | < 1.0 | 6.9 | < 0.010 | 450 | 0.14 | 2.2 | 45 | < 0.080 | 2.8 | 1.9 | 450 | 12 | 1.2 | < 1.0 | 7.1 | 9.7 | 11 |  | < 10 | < 0.10 | < 0.10 | < 0.10 | < 0.10 | < 0.10 | < 0.10 | < 0.10 | < 0.10 | < 0.10 | < 0.10 | < 0.10 | < 0.10 | < 0.10 | < 0.10 | < 0.10 | < 0.10 | < 2.0 | < 1.0 | < 1.0 | < 1.0 | < 5.0 | < 2.0 | < 1.0 | < 1.0 | < 1.0 | < 1.0 | < 1.0 | < 5.0 | < 1.0 | < 1.0 | < 1.0 | < 1.0 | < 1.0 | < 2.0 | < 1.0 | < 1.0 | < 10 | < 5.0 | < 10 | < 1.0 | < 10 | < 10 | < 1.0 | < 2.0 | < 10 | < 5.0 | < 1.0 | < 2.0 | < 1.0 | < 1.0 | < 1.0 | < 1.0 | < 1.0 | < 1.0 | < 1.0 | < 50 | < 1.0 | < 1.0 | < 1.0 | < 1.0 | < 1.0 | < 1.0 | < 1.0 | < 1.0 | < 1.0 | < 1.0 | < 1.0 | < 1.0 | < 50 | < 1.0 | < 1.0 | < 2.0 | < 1.0 | < 0.010 | < 0.010 |  | < 0.010 | < 0.010 | < 0.010 | < 0.010 | < 0.010 | < 0.030 | < 0.010 | < 0.010 | < 0.010 | < 0.010 | < 0.010 | < 0.010 | < 0.010 | < 0.010 | < 0.010 | < 0.010 | < 0.010 | < 0.010 | < 0.010
18-21612 | 657929 | G6A | WATER | Surface Water | 2018-07-19 | 2018-07-19 | 2018 | 2018 | G6A¦43300 | G6A¦43300 | 7.7 | 1100 |  |  | 5 | 350 | 120 | 0.16 | 0.2 | 0.15 | 34 | 0.33 |  | 99 | 7.7 |  | < 20 | < 20 | < 0.0050 | 180 | 11 | 14 | 81 | 2.6 | 34 | < 0.080 | 2.1 | 3.1 | 7.4 | < 1.0 | < 1.0 | 2.9 | < 0.010 | 410 | 0.11 | 2.1 | 36 | < 0.080 | 2.4 | 2.7 | 390 | 7.6 | 1 | < 1.0 | 3 | 8.1 | 8.8 |  | < 10 | < 0.10 | < 0.10 | < 0.10 | < 0.10 | < 0.10 | < 0.10 | < 0.10 | < 0.10 | < 0.10 | < 0.10 | < 0.10 | < 0.10 | < 0.10 | < 0.10 | < 0.10 | < 0.10 | < 2.0 | < 1.0 | < 1.0 | < 1.0 | < 5.0 | < 2.0 | < 1.0 | < 1.0 | < 1.0 | < 1.0 | < 1.0 | < 5.0 | < 1.0 | < 1.0 | < 1.0 | < 1.0 | < 1.0 | < 2.0 | < 1.0 | < 1.0 | < 10 | < 5.0 | < 10 | < 1.0 | < 10 | < 10 | < 1.0 | < 2.0 | < 10 | < 5.0 | < 1.0 | < 2.0 | < 1.0 | < 1.0 | < 1.0 | < 1.0 | < 1.0 | < 1.0 | < 1.0 | < 50 | < 1.0 | < 1.0 | < 1.0 | < 1.0 | < 1.0 | < 1.0 | < 1.0 | < 1.0 | < 1.0 | < 1.0 | < 1.0 | < 1.0 | < 50 | < 1.0 | < 1.0 | < 2.0 | < 1.0 | < 0.010 | < 0.010 |  | < 0.010 | < 0.010 | < 0.010 | < 0.010 | < 0.010 | < 0.030 | < 0.010 | < 0.010 | < 0.010 | < 0.010 | < 0.010 | < 0.010 | < 0.010 | < 0.010 | < 0.010 | < 0.010 | < 0.010 | < 0.010 | < 0.010
18-21628 | 658029 | G5 | WATER | Surface Water | 2018-07-17 | 2018-07-17 | 2018 | 2018 | G5¦43298 | G5¦43298 | 7.7 | 1200 |  |  | < 5.0 | 350 | 150 | 0.16 | 0.2 | 0.58 | 51 | 0.31 |  | 110 | 12 |  | < 20 | < 20 | < 0.0050 | 130 | 10 | 9.2 | 68 | 2 | 41 | < 0.080 | 2.1 | < 1.0 | < 1.0 | 1.2 | < 1.0 | 3.8 | < 0.010 | 400 | 0.1 | 1.9 | 42 | < 0.080 | 2.2 | < 1.0 | 420 | < 1.0 | 1.2 | < 1.0 | 3.7 | 10 | 10 |  | < 10 | < 0.10 | < 0.10 | < 0.10 | < 0.10 | < 0.10 | < 0.10 | < 0.10 | < 0.10 | < 0.10 | < 0.10 | < 0.10 | < 0.10 | < 0.10 | < 0.10 | < 0.10 | < 0.10 | < 2.0 | < 1.0 | < 1.0 | < 1.0 | < 5.0 | < 2.0 | < 1.0 | < 1.0 | < 1.0 | < 1.0 | < 1.0 | < 5.0 | < 1.0 | < 1.0 | < 1.0 | < 1.0 | < 1.0 | < 2.0 | < 1.0 | < 1.0 | < 10 | < 5.0 | < 10 | < 1.0 | < 10 | < 10 | < 1.0 | < 2.0 | < 10 | < 5.0 | < 1.0 | < 2.0 | < 1.0 | < 1.0 | < 1.0 | < 1.0 | < 1.0 | < 1.0 | < 1.0 | < 50 | < 1.0 | < 1.0 | < 1.0 | < 1.0 | < 1.0 | < 1.0 | < 1.0 | < 1.0 | < 1.0 | < 1.0 | < 1.0 | < 1.0 | < 50 | < 1.0 | < 1.0 | < 2.0 | < 1.0 | < 0.010 | < 0.010 |  | < 0.010 | < 0.010 | < 0.010 | < 0.010 | < 0.010 | < 0.030 | < 0.010 | < 0.010 | < 0.010 | < 0.010 | < 0.010 | < 0.010 | < 0.010 | < 0.010 | < 0.010 | < 0.010 | < 0.010 | < 0.010 | < 0.010
18-21628 | 658030 | G5A | WATER | Surface Water | 2018-07-17 | 2018-07-17 | 2018 | 2018 | G5A¦43298 | G5A¦43298 | 7.7 | 1200 |  |  | < 5.0 | 350 | 150 | 0.15 | 0.19 | 0.58 | 50 | 0.31 |  | 110 | 12 |  | < 20 | < 20 | < 0.0050 | 150 | 10 | 10 | 70 | 1.8 | 38 | < 0.080 | 2 | < 1.0 | < 1.0 | 1.1 | < 1.0 | 3.8 | < 0.010 | 380 | 0.1 | 1.8 | 38 | < 0.080 | 2 | < 1.0 | 390 | < 1.0 | 1.2 | < 1.0 | 4.1 | 11 | 12 |  | < 10 | < 0.10 | < 0.10 | < 0.10 | < 0.10 | < 0.10 | < 0.10 | < 0.10 | < 0.10 | < 0.10 | < 0.10 | < 0.10 | < 0.10 | < 0.10 | < 0.10 | < 0.10 | < 0.10 | < 2.0 | < 1.0 | < 1.0 | < 1.0 | < 5.0 | < 2.0 | < 1.0 | < 1.0 | < 1.0 | < 1.0 | < 1.0 | < 5.0 | < 1.0 | < 1.0 | < 1.0 | < 1.0 | < 1.0 | < 2.0 | < 1.0 | < 1.0 | < 10 | < 5.0 | < 10 | < 1.0 | < 10 | < 10 | < 1.0 | < 2.0 | < 10 | < 5.0 | < 1.0 | < 2.0 | < 1.0 | < 1.0 | < 1.0 | < 1.0 | < 1.0 | < 1.0 | < 1.0 | < 50 | < 1.0 | < 1.0 | < 1.0 | < 1.0 | < 1.0 | < 1.0 | < 1.0 | < 1.0 | < 1.0 | < 1.0 | < 1.0 | < 1.0 | < 50 | < 1.0 | < 1.0 | < 2.0 | < 1.0 | < 0.010 | < 0.010 |  | < 0.010 | < 0.010 | < 0.010 | < 0.010 | < 0.010 | < 0.030 | < 0.010 | < 0.010 | < 0.010 | < 0.010 | < 0.010 | < 0.010 | < 0.010 | < 0.010 | < 0.010 | < 0.010 | < 0.010 | < 0.010 | < 0.010
18-22073 | 659887 | G1 | WATER | Surface Water | 2018-07-24 | 2018-07-24 | 2018 | 2018 | G1¦43305 | G1¦43305 | 8.3 | 1100 |  |  | 5 | 320 | 330 | 0.3 | 0.39 | 0.64 | 18 | 0.47 |  | 120 | 4.3 |  | < 20 | < 20 | < 0.0050 | 120 | 7 | 9.9 | 58 | 7.6 | 43 | < 0.080 | 16 | 31 | 21 | 2 | 1.1 | 19 | < 0.010 | 580 | 0.15 | 7.6 | 43 | < 0.080 | 16 | 31 | 580 | 22 | 2 | 1 | 19 | 6.7 | 7 |  | < 10 | < 0.10 | < 0.10 | < 0.10 | < 0.10 | < 0.10 | < 0.10 | < 0.10 | < 0.10 | < 0.10 | < 0.10 | < 0.10 | < 0.10 | < 0.10 | < 0.10 | < 0.10 | < 0.10 | < 2.0 | < 1.0 | < 1.0 | < 1.0 | < 5.0 | < 2.0 | < 1.0 | < 1.0 | < 1.0 | < 1.0 | < 1.0 | < 5.0 | < 1.0 | < 1.0 | < 1.0 | < 1.0 | < 1.0 | < 2.0 | < 1.0 | < 1.0 | < 10 | < 5.0 | < 10 | < 1.0 | < 10 | < 10 | < 1.0 | < 2.0 | < 10 | < 5.0 | < 1.0 | < 2.0 | < 1.0 | < 1.0 | < 1.0 | < 1.0 | < 1.0 | < 1.0 | < 1.0 | < 50 | < 1.0 | < 1.0 | < 1.0 | < 1.0 | < 1.0 | < 1.0 | < 1.0 | < 1.0 | < 1.0 | < 1.0 | < 1.0 | < 1.0 | < 50 | < 1.0 | < 1.0 | < 2.0 | < 1.0 | < 0.010 | < 0.010 |  | < 0.010 | < 0.010 | < 0.010 | < 0.010 | < 0.010 | < 0.030 | < 0.010 | < 0.010 | < 0.010 | < 0.010 | < 0.010 | < 0.010 | < 0.010 | < 0.010 | < 0.010 | < 0.010 | < 0.010 | < 0.010 | < 0.010
18-22073 | 659888 | G7A | WATER | Surface Water | 2018-07-24 | 2018-07-24 | 2018 | 2018 | G7A¦43305 | G7A¦43305 | 8.3 | 1100 |  |  | 50 | 310 | 190 | 0.086 | 0.11 | 0.15 | 5.8 | 0.26 |  | 79 | 1.4 |  | < 20 | < 20 | < 0.0050 | 140 | 5.6 | 11 | 57 | 3.9 | 55 | < 0.080 | 8.6 | 4.2 | 57 | < 1.0 | < 1.0 | 3.4 | < 0.010 | 550 | 0.085 | 4.4 | 59 | < 0.080 | 11 | 3.3 | 560 | 60 | < 1.0 | < 1.0 | 3.3 | 6.5 | 8 |  | < 10 | < 0.10 | < 0.10 | < 0.10 | < 0.10 | < 0.10 | < 0.10 | < 0.10 | < 0.10 | < 0.10 | < 0.10 | < 0.10 | < 0.10 | < 0.10 | < 0.10 | < 0.10 | < 0.10 | < 2.0 | < 1.0 | < 1.0 | < 1.0 | < 5.0 | < 2.0 | < 1.0 | < 1.0 | < 1.0 | < 1.0 | < 1.0 | < 5.0 | < 1.0 | < 1.0 | < 1.0 | < 1.0 | < 1.0 | < 2.0 | < 1.0 | < 1.0 | < 10 | < 5.0 | < 10 | < 1.0 | < 10 | < 10 | < 1.0 | < 2.0 | < 10 | < 5.0 | < 1.0 | < 2.0 | < 1.0 | < 1.0 | < 1.0 | < 1.0 | < 1.0 | < 1.0 | < 1.0 | < 50 | < 1.0 | < 1.0 | < 1.0 | < 1.0 | < 1.0 | < 1.0 | < 1.0 | < 1.0 | < 1.0 | < 1.0 | < 1.0 | < 1.0 | < 50 | < 1.0 | < 1.0 | < 2.0 | < 1.0 | < 0.010 | < 0.010 |  | < 0.010 | < 0.010 | < 0.010 | < 0.010 | < 0.010 | < 0.030 | < 0.010 | < 0.010 | < 0.010 | < 0.010 | < 0.010 | < 0.010 | < 0.010 | < 0.010 | < 0.010 | < 0.010 | < 0.010 | < 0.010 | < 0.010
19-20119 | 843056 | G8 | WATER | Surface Water | 2019-06-11 | 2019-06-11 | 2019 | 2019 | G8¦43627 | G8¦43627 | 8.2 | 1300 |  |  | 450 | 400 | 280 | 0.16 | 0.21 | < 0.020 | 14 | < 0.20 | 0.021 | 96 | 3.2 | < 0.10 | 2 |  | < 0.0050 | 380 | 63 | 30 | 130 | 2 | 46 | < 0.080 | 1.7 | 1.1 | 17000 | 1.8 | < 1.0 | 12 | < 0.010 | 320 | [12 empty] | 14 | 13 | < 10 | < 0.010 | < 0.010 | < 0.010 | < 0.010 | < 0.010 | < 0.010 | < 0.010 | < 0.010 | < 0.010 | < 0.010 | < 0.010 | < 0.010 | < 0.010 | < 0.010 | < 0.010 | < 0.010 | < 0.20 | < 1.0 | < 1.0 | < 1.0 | < 5.0 | < 2.0 | < 1.0 | < 1.0 | < 1.0 | < 1.0 | < 1.0 | < 5.0 | < 1.0 | < 1.0 | < 1.0 | < 1.0 | < 1.0 | < 2.0 | < 1.0 | < 1.0 | < 10 | < 5.0 | < 10 | < 1.0 | < 10 | < 10 | < 1.0 | < 2.0 | < 10 | < 5.0 | < 1.0 | < 2.0 | < 1.0 | < 1.0 | < 1.0 | < 1.0 | < 1.0 | < 1.0 | < 1.0 | < 50 | < 1.0 | < 1.0 | < 1.0 | < 1.0 | < 1.0 | < 1.0 | < 1.0 | < 1.0 | < 1.0 | < 1.0 | < 1.0 | < 1.0 | < 50 | < 1.0 | < 1.0 | < 2.0 | < 1.0 | < 0.010 | < 0.010 |  | < 0.010 | < 0.010 | < 0.010 | < 0.010 | < 0.010 | < 0.030 | < 0.010 | < 0.010 | < 0.010 | < 0.010 | < 0.010 | < 0.010 | < 0.010 | < 0.010 | < 0.010 | < 0.010 | < 0.010 | < 0.010 | < 0.010 | < 0.50 | < 0.50 | < 0.50 | < 0.50 | < 0.50 | < 0.50 | < 0.50 | < 0.50 | < 0.50 | < 0.50 | < 0.50 | < 0.50 | < 0.50 | < 0.50 | < 0.50 | < 0.50 | < 0.50 | < 0.50 | < 0.50 | < 0.50 | < 0.50 | < 0.50 | < 0.50 | < 0.50 | < 0.50 | < 0.50 | < 0.50 | < 0.50 | < 0.50 | < 0.50 | < 0.50 | < 0.50 | < 0.50 | < 0.50 | < 0.50 | < 0.50 | < 0.50 | < 0.50 | < 0.50 | < 0.50 | < 0.50 | < 0.50
19-20119 | 843057 | G5 | WATER | Surface Water | 2019-06-11 | 2019-06-11 | 2019 | 2019 | G5¦43627 | G5¦43627 | 8.1 | 950 |  |  | 10 | 360 | 120 | 0.36 | 0.46 | 0.33 | 52 | 0.59 | 0.2 | 98 | 12 | < 0.10 | 1 |  | < 0.0050 | 150 | 12 | 12 | 68 | 1.8 | 54 | < 0.080 | 1.4 | < 1.0 | 640 | 1.7 | < 1.0 | 17 | < 0.010 | 310 | [12 empty] | 11 | 10 | < 10 | < 0.010 | < 0.010 | < 0.010 | < 0.010 | < 0.010 | < 0.010 | < 0.010 | < 0.010 | < 0.010 | < 0.010 | < 0.010 | < 0.010 | < 0.010 | < 0.010 | < 0.010 | < 0.010 | < 0.20 | < 1.0 | < 1.0 | < 1.0 | < 5.0 | < 2.0 | < 1.0 | < 1.0 | < 1.0 | < 1.0 | < 1.0 | < 5.0 | < 1.0 | < 1.0 | < 1.0 | < 1.0 | < 1.0 | < 2.0 | < 1.0 | < 1.0 | < 10 | < 5.0 | < 10 | < 1.0 | < 10 | < 10 | < 1.0 | < 2.0 | < 10 | < 5.0 | < 1.0 | < 2.0 | < 1.0 | < 1.0 | < 1.0 | < 1.0 | < 1.0 | < 1.0 | < 1.0 | < 50 | < 1.0 | < 1.0 | < 1.0 | < 1.0 | < 1.0 | < 1.0 | < 1.0 | < 1.0 | < 1.0 | < 1.0 | < 1.0 | < 1.0 | < 50 | < 1.0 | < 1.0 | < 2.0 | < 1.0 | < 0.010 | < 0.010 |  | < 0.010 | < 0.010 | < 0.010 | < 0.010 | < 0.010 | < 0.030 | < 0.010 | < 0.010 | < 0.010 | < 0.010 | < 0.010 | < 0.010 | < 0.010 | < 0.010 | < 0.010 | < 0.010 | < 0.010 | < 0.010 | < 0.010 | < 0.50 | < 0.50 | < 0.50 | < 0.50 | < 0.50 | < 0.50 | < 0.50 | < 0.50 | < 0.50 | < 0.50 | < 0.50 | < 0.50 | < 0.50 | < 0.50 | < 0.50 | < 0.50 | < 0.50 | < 0.50 | < 0.50 | < 0.50 | < 0.50 | < 0.50 | < 0.50 | < 0.50 | < 0.50 | < 0.50 | < 0.50 | < 0.50 | < 0.50 | < 0.50 | < 0.50 | < 0.50 | < 0.50 | < 0.50 | < 0.50 | < 0.50 | < 0.50 | < 0.50 | < 0.50 | < 0.50 | < 0.50 | < 0.50
19-20119 | 843058 | G6a | WATER | Surface Water | 2019-06-11 | 2019-06-11 | 2019 | 2019 | G6a¦43627 | G6a¦43627 | 8 | 100 |  |  | 11 | 360 | 140 | 0.37 | 0.47 | 0.2 | 53 | 0.51 | 0.17 | 98 | 12 | < 0.10 | 2 |  | < 0.0050 | 150 | 12 | 11 | 69 | 1.6 | 54 | < 0.080 | 2.1 | < 1.0 | 96 | 1.6 | < 1.0 | 14 | < 0.010 | 260 | [12 empty] | 12 | 10 | < 10 | < 0.010 | < 0.010 | < 0.010 | < 0.010 | < 0.010 | < 0.010 | < 0.010 | < 0.010 | < 0.010 | < 0.010 | < 0.010 | < 0.010 | < 0.010 | < 0.010 | < 0.010 | < 0.010 | < 0.20 | < 1.0 | < 1.0 | < 1.0 | < 5.0 | < 2.0 | < 1.0 | < 1.0 | < 1.0 | < 1.0 | < 1.0 | < 5.0 | < 1.0 | < 1.0 | < 1.0 | < 1.0 | < 1.0 | < 2.0 | < 1.0 | < 1.0 | < 10 | < 5.0 | < 10 | < 1.0 | < 10 | < 10 | < 1.0 | < 2.0 | < 10 | < 5.0 | < 1.0 | < 2.0 | < 1.0 | < 1.0 | < 1.0 | < 1.0 | < 1.0 | < 1.0 | < 1.0 | < 50 | < 1.0 | < 1.0 | < 1.0 | < 1.0 | < 1.0 | < 1.0 | < 1.0 | < 1.0 | < 1.0 | < 1.0 | < 1.0 | < 1.0 | < 50 | < 1.0 | < 1.0 | < 2.0 | < 1.0 | < 0.010 | < 0.010 |  | < 0.010 | < 0.010 | < 0.010 | < 0.010 | < 0.010 | < 0.030 | < 0.010 | < 0.010 | < 0.010 | < 0.010 | < 0.010 | < 0.010 | < 0.010 | < 0.010 | < 0.010 | < 0.010 | < 0.010 | < 0.010 | < 0.010 | < 0.50 | < 0.50 | < 0.50 | < 0.50 | < 0.50 | < 0.50 | < 0.50 | < 0.50 | < 0.50 | < 0.50 | < 0.50 | < 0.50 | < 0.50 | < 0.50 | < 0.50 | < 0.50 | < 0.50 | < 0.50 | < 0.50 | < 0.50 | < 0.50 | < 0.50 | < 0.50 | < 0.50 | < 0.50 | < 0.50 | < 0.50 | < 0.50 | < 0.50 | < 0.50 | < 0.50 | < 0.50 | < 0.50 | < 0.50 | < 0.50 | < 0.50 | < 0.50 | < 0.50 | < 0.50 | < 0.50 | < 0.50 | < 0.50
19-20119 | 843063 | G1 | WATER | Surface Water | 2019-06-13 | 2019-06-13 | 2019 | 2019 | G1¦43629 | G1¦43629 | 7.9 | 930 |  |  | 2300 | 430 | 130 | 0.26 | 0.34 | 0.54 | 12 | 0.2 | 0.067 | 82 | 2.9 | < 0.10 | 2 |  | < 0.0050 | 130 | 9.1 | 11 | 60 | 1.8 | 38 | < 0.080 | 2.1 | < 1.0 | 1200 | < 1.0 | < 1.0 | 39 | < 0.010 | 360 | [12 empty] | 14 | 13 | < 10 | < 0.010 | < 0.010 | < 0.010 | < 0.010 | < 0.010 | < 0.010 | < 0.010 | < 0.010 | < 0.010 | < 0.010 | < 0.010 | < 0.010 | < 0.010 | < 0.010 | < 0.010 | < 0.010 | < 0.20 | < 1.0 | < 1.0 | < 1.0 | < 5.0 | < 2.0 | < 1.0 | < 1.0 | < 1.0 | < 1.0 | < 1.0 | < 5.0 | < 1.0 | < 1.0 | < 1.0 | < 1.0 | < 1.0 | < 2.0 | < 1.0 | < 1.0 | < 10 | < 5.0 | < 10 | < 1.0 | < 10 | < 10 | < 1.0 | < 2.0 | < 10 | < 5.0 | < 1.0 | < 2.0 | < 1.0 | < 1.0 | < 1.0 | < 1.0 | < 1.0 | < 1.0 | < 1.0 | < 50 | < 1.0 | < 1.0 | < 1.0 | < 1.0 | < 1.0 | < 1.0 | < 1.0 | < 1.0 | < 1.0 | < 1.0 | < 1.0 | < 1.0 | < 50 | < 1.0 | < 1.0 | < 2.0 | < 1.0 | < 0.010 | < 0.010 |  | < 0.010 | < 0.010 | < 0.010 | < 0.010 | < 0.010 | < 0.030 | < 0.010 | < 0.010 | < 0.010 | < 0.010 | < 0.010 | < 0.010 | < 0.010 | < 0.010 | < 0.010 | < 0.010 | < 0.010 | < 0.010 | < 0.010 | < 0.50 | < 0.50 | < 0.50 | < 0.50 | < 0.50 | < 0.50 | < 0.50 | < 0.50 | < 0.50 | < 0.50 | < 0.50 | < 0.50 | < 0.50 | < 0.50 | < 0.50 | < 0.50 | < 0.50 | < 0.50 | < 0.50 | < 0.50 | < 0.50 | < 0.50 | < 0.50 | < 0.50 | < 0.50 | < 0.50 | < 0.50 | < 0.50 | < 0.50 | < 0.50 | < 0.50 | < 0.50 | < 0.50 | < 0.50 | < 0.50 | < 0.50 | < 0.50 | < 0.50 | < 0.50 | < 0.50 | < 0.50 | < 0.50
19-20119 | 843067 | G7a | WATER | Surface Water | 2019-06-13 | 2019-06-13 | 2019 | 2019 | G7a¦43629 | G7a¦43629 | 8.6 | 460 |  |  | 24 | 440 | 160 | 0.35 | 0.45 | 0.34 | 7.1 | 0.23 | 0.077 | 78 | 1.7 | < 0.10 | 1 |  | < 0.0050 | 160 | 8.7 | 14 | 68 | 2.2 | 63 | < 0.080 | 1.3 | < 1.0 | 150 | < 1.0 | < 1.0 | 7.8 | < 0.010 | 360 | [12 empty] | 13 | 10 | < 10 | < 0.010 | < 0.010 | < 0.010 | < 0.010 | < 0.010 | < 0.010 | < 0.010 | < 0.010 | < 0.010 | < 0.010 | < 0.010 | < 0.010 | < 0.010 | < 0.010 | < 0.010 | < 0.010 | < 0.20 | < 1.0 | < 1.0 | < 1.0 | < 5.0 | < 2.0 | < 1.0 | < 1.0 | < 1.0 | < 1.0 | < 1.0 | < 5.0 | < 1.0 | < 1.0 | < 1.0 | < 1.0 | < 1.0 | < 2.0 | < 1.0 | < 1.0 | < 10 | < 5.0 | < 10 | < 1.0 | < 10 | < 10 | < 1.0 | < 2.0 | < 10 | < 5.0 | < 1.0 | < 2.0 | < 1.0 | < 1.0 | < 1.0 | < 1.0 | < 1.0 | < 1.0 | < 1.0 | < 50 | < 1.0 | < 1.0 | < 1.0 | < 1.0 | < 1.0 | < 1.0 | < 1.0 | < 1.0 | < 1.0 | < 1.0 | < 1.0 | < 1.0 | < 50 | < 1.0 | < 1.0 | < 2.0 | < 1.0 | < 0.010 | < 0.010 |  | < 0.010 | < 0.010 | < 0.010 | < 0.010 | < 0.010 | < 0.030 | < 0.010 | < 0.010 | < 0.010 | < 0.010 | < 0.010 | < 0.010 | < 0.010 | < 0.010 | < 0.010 | < 0.010 | < 0.010 | < 0.010 | < 0.010 | < 0.50 | < 0.50 | < 0.50 | < 0.50 | < 0.50 | < 0.50 | < 0.50 | < 0.50 | < 0.50 | < 0.50 | < 0.50 | < 0.50 | < 0.50 | < 0.50 | < 0.50 | < 0.50 | < 0.50 | < 0.50 | < 0.50 | < 0.50 | < 0.50 | < 0.50 | < 0.50 | < 0.50 | < 0.50 | < 0.50 | < 0.50 | < 0.50 | < 0.50 | < 0.50 | < 0.50 | < 0.50 | < 0.50 | < 0.50 | < 0.50 | < 0.50 | < 0.50 | < 0.50 | < 0.50 | < 0.50 | < 0.50 | < 0.50
19-20119 | 843068 | G4 | WATER | Surface Water | 2019-06-13 | 2019-06-13 | 2019 | 2019 | G4¦43629 | G4¦43629 | 8.5 | 860 |  |  | 13 | 400 | 64 | 0.26 | 0.34 | 0.16 | 0.68 | < 0.20 | 0.06 | 93 | 0.2 | < 0.10 | < 1 |  | < 0.0050 | 170 | 11 | 14 | 40 | 1.6 | 64 | < 0.080 | < 1.0 | < 1.0 | 2900 | 1 | < 1.0 | 9.8 | < 0.010 | 390 | [12 empty] | 7 | 6.6 | < 10 | < 0.010 | < 0.010 | < 0.010 | < 0.010 | < 0.010 | < 0.010 | < 0.010 | < 0.010 | < 0.010 | < 0.010 | < 0.010 | < 0.010 | < 0.010 | < 0.010 | < 0.010 | < 0.010 | < 0.20 | < 1.0 | < 1.0 | < 1.0 | < 5.0 | < 2.0 | < 1.0 | < 1.0 | < 1.0 | < 1.0 | < 1.0 | < 5.0 | < 1.0 | < 1.0 | < 1.0 | < 1.0 | < 1.0 | < 2.0 | < 1.0 | < 1.0 | < 10 | < 5.0 | < 10 | < 1.0 | < 10 | < 10 | < 1.0 | < 2.0 | < 10 | < 5.0 | < 1.0 | < 2.0 | < 1.0 | < 1.0 | < 1.0 | < 1.0 | < 1.0 | < 1.0 | < 1.0 | < 50 | < 1.0 | < 1.0 | < 1.0 | < 1.0 | < 1.0 | < 1.0 | < 1.0 | < 1.0 | < 1.0 | < 1.0 | < 1.0 | < 1.0 | < 50 | < 1.0 | < 1.0 | < 2.0 | < 1.0 | < 0.010 | < 0.010 |  | < 0.010 | < 0.010 | < 0.010 | < 0.010 | < 0.010 | < 0.030 | < 0.010 | < 0.010 | < 0.010 | < 0.010 | < 0.010 | < 0.010 | < 0.010 | < 0.010 | < 0.010 | < 0.010 | < 0.010 | < 0.010 | < 0.010 | < 0.50 | < 0.50 | < 0.50 | < 0.50 | < 0.50 | < 0.50 | < 0.50 | < 0.50 | < 0.50 | < 0.50 | < 0.50 | < 0.50 | < 0.50 | < 0.50 | < 0.50 | < 0.50 | < 0.50 | < 0.50 | < 0.50 | < 0.50 | < 0.50 | < 0.50 | < 0.50 | < 0.50 | < 0.50 | < 0.50 | < 0.50 | < 0.50 | < 0.50 | < 0.50 | < 0.50 | < 0.50 | < 0.50 | < 0.50 | < 0.50 | < 0.50 | < 0.50 | < 0.50 | < 0.50 | < 0.50 | < 0.50 | < 0.50
20-30954 | 1096496 | G5 | WATER | Surface Water | 2020-11-12 | 2020-11-12 | 2020 | 2020 | G5¦44147 | G5¦44147 | 8.4 | 1200 |  |  | 23 | 310 | 150 | 0.42 | 0.48 | 0.32 | 54 | 1.6 |  | 99 | 12 | < 0.10 | 2 |  | < 0.0050 | 170 | 16 | 11 | 98 | 1.3 | 29 | < 0.080 | 2.5 | 1.4 | 110 | < 1.0 | < 1.0 | 5.8 | < 0.010 | 440 | 0.52 | [12 empty] | 11 | < 10 | < 0.010 | < 0.010 | < 0.010 | < 0.010 | < 0.010 | < 0.010 | < 0.010 | < 0.010 | < 0.010 | < 0.010 | < 0.010 | < 0.010 | < 0.010 | < 0.010 | < 0.010 | < 0.010 | < 0.20 | < 0.10 | < 0.10 | < 0.10 | < 2.0 | < 0.20 | < 0.10 | < 0.10 | < 0.10 | < 0.10 | < 0.10 | < 0.50 | < 0.10 | < 0.10 | < 0.10 | < 0.10 | < 0.10 | < 0.20 | < 0.10 | < 0.10 | < 0.10 | < 0.50 | < 1.0 | < 0.10 | < 1.0 | < 0.1 | < 0.10 | < 0.20 | < 1.0 | < 0.50 | < 0.10 | < 0.20 | < 0.10 | < 0.10 | < 0.10 | < 0.10 | < 1.0 | < 0.10 | < 0.10 | < 5.0 | < 0.10 | < 0.10 | < 0.10 | < 0.10 | < 0.10 | < 0.10 | < 0.10 | < 0.10 | < 0.10 | < 0.10 | < 0.10 | < 0.10 | < 5.0 | < 0.10 | < 0.10 | < 0.20 | < 0.10 | < 0.010 | < 0.010 |  | < 0.010 | < 0.010 | < 0.010 | < 0.010 | < 0.010 | < 0.030 | < 0.010 | < 0.010 | < 0.010 | < 0.010 | < 0.010 | < 0.010 | < 0.010 | < 0.010 | < 0.010 | < 0.010 | < 0.010 | < 0.010 | < 0.010 | < 0.50 | < 0.50 | < 0.50 | < 0.50 | < 0.50 | < 0.50 | < 0.50 | < 0.50 | < 0.50 | < 0.50 | < 0.50 | < 0.50 | < 0.50 | < 0.50 | < 0.50 | < 0.50 | < 0.50 | < 0.50 | < 0.50 | < 0.50 | < 0.50 | < 0.50 | < 0.50 | < 0.50 | < 0.50 | < 0.50 | < 0.50 | < 0.50 | < 0.50 | < 0.50 | < 0.50 | < 0.50 | < 0.50 | < 0.50 | < 0.50 | < 0.50 | < 0.50 | < 0.50 | < 0.50 | < 0.50 | < 0.50 | < 0.50
20-30977 | 1096621 | G3 | WATER | Surface Water | 2020-11-12 | 2020-11-12 | 2020 | 2020 | G3¦44147 | G3¦44147 | 7.5 | 970 |  |  | 96 | 570 | 64 | 0.1 | 0.13 | 0.2 | 5.5 | 0.3 |  | 98 | 1.3 | [B] 0.99 | 3 |  | < 0.0050 | 150 | 11 | 12 | 35 | 1 | < 20 | < 0.080 | 3.6 | < 1.0 | 8.4 | < 1.0 | < 1.0 | 3.6 | < 0.010 | 650 | 0.098 | [12 empty] | 6.7 | < 10 | < 0.010 | < 0.010 | < 0.010 | < 0.010 | < 0.010 | < 0.010 | < 0.010 | < 0.010 | < 0.010 | < 0.010 | < 0.010 | < 0.010 | < 0.010 | < 0.010 | < 0.010 | < 0.010 | < 0.20 | < 0.10 | < 0.10 | < 0.10 | < 2.0 | < 0.20 | < 0.10 | < 0.10 | < 0.10 | < 0.10 | < 0.10 | < 0.50 | < 0.10 | < 0.10 | < 0.10 | < 0.10 | < 0.10 | < 0.20 | < 0.10 | < 0.10 | < 0.10 | < 0.50 | < 1.0 | < 0.10 | < 1.0 | < 0.1 | < 0.10 | < 0.20 | < 1.0 | < 0.50 | < 0.10 | < 0.20 | < 0.10 | < 0.10 | < 0.10 | < 0.10 | < 1.0 | < 0.10 | < 0.10 | < 5.0 | < 0.10 | < 0.10 | < 0.10 | < 0.10 | < 0.10 | < 0.10 | < 0.10 | < 0.10 | < 0.10 | < 0.10 | < 0.10 | < 0.10 | < 5.0 | < 0.10 | < 0.10 | < 0.20 | < 0.10 | < 0.010 | < 0.010 |  | < 0.010 | < 0.010 | < 0.010 | < 0.010 | < 0.010 | < 0.030 | < 0.010 | < 0.010 | < 0.010 | < 0.010 | < 0.010 | < 0.010 | < 0.010 | < 0.010 | < 0.010 | < 0.010 | < 0.010 | < 0.010 | < 0.010 | < 0.50 | < 0.50 | < 0.50 | < 0.50 | < 0.50 | < 0.50 | < 0.50 | < 0.50 | < 0.50 | < 0.50 | < 0.50 | < 0.50 | < 0.50 | < 0.50 | < 0.50 | < 0.50 | < 0.50 | < 0.50 | < 0.50 | < 0.50 | < 0.50 | < 0.50 | < 0.50 | < 0.50 | < 0.50 | < 0.50 | < 0.50 | < 0.50 | < 0.50 | < 0.50 | < 0.50 | < 0.50 | < 0.50 | < 0.50 | < 0.50 | < 0.50 | < 0.50 | < 0.50 | < 0.50 | < 0.50 | < 0.50 | < 0.50
20-30977 | 1096622 | G4 | WATER | Surface Water | 2020-11-12 | 2020-11-12 | 2020 | 2020 | G4¦44147 | G4¦44147 | 7.8 | 1200 |  |  | 8 | 510 | 140 | 0.093 | 0.12 | 0.18 | 44 | 1.5 |  | 100 | 9.9 | [B] 0.78 | 3 |  | < 0.0050 | 180 | 17 | 13 | 93 | 1.7 | 28 | < 0.080 | 3.8 | 1.4 | 68 | 1.4 | < 1.0 | 7.5 | < 0.010 | 650 | 0.49 | [12 empty] | 10 | 42 | < 0.010 | < 0.010 | < 0.010 | < 0.010 | < 0.010 | < 0.010 | < 0.010 | < 0.010 | < 0.010 | < 0.010 | < 0.010 | < 0.010 | < 0.010 | < 0.010 | < 0.010 | < 0.010 | < 0.20 | < 0.10 | < 0.10 | < 0.10 | < 2.0 | < 0.20 | < 0.10 | < 0.10 | < 0.10 | < 0.10 | < 0.10 | < 0.50 | < 0.10 | < 0.10 | < 0.10 | < 0.10 | < 0.10 | < 0.20 | < 0.10 | < 0.10 | < 0.10 | < 0.50 | < 1.0 | < 0.10 | < 1.0 | < 0.1 | < 0.10 | < 0.20 | < 1.0 | < 0.50 | < 0.10 | < 0.20 | < 0.10 | < 0.10 | < 0.10 | < 0.10 | < 1.0 | < 0.10 | < 0.10 | < 5.0 | < 0.10 | < 0.10 | < 0.10 | < 0.10 | < 0.10 | < 0.10 | < 0.10 | < 0.10 | < 0.10 | < 0.10 | < 0.10 | < 0.10 | < 5.0 | < 0.10 | < 0.10 | < 0.20 | < 0.10 | < 0.010 | < 0.010 |  | < 0.010 | < 0.010 | < 0.010 | < 0.010 | < 0.010 | < 0.030 | < 0.010 | < 0.010 | < 0.010 | < 0.010 | < 0.010 | < 0.010 | < 0.010 | < 0.010 | < 0.010 | < 0.010 | < 0.010 | < 0.010 | < 0.010 | < 0.50 | < 0.50 | < 0.50 | < 0.50 | < 0.50 | < 0.50 | < 0.50 | < 0.50 | < 0.50 | < 0.50 | < 0.50 | < 0.50 | < 0.50 | < 0.50 | < 0.50 | < 0.50 | < 0.50 | < 0.50 | < 0.50 | < 0.50 | < 0.50 | < 0.50 | < 0.50 | < 0.50 | < 0.50 | < 0.50 | < 0.50 | < 0.50 | < 0.50 | < 0.50 | < 0.50 | < 0.50 | < 0.50 | < 0.50 | < 0.50 | < 0.50 | < 0.50 | < 0.50 | < 0.50 | < 0.50 | < 0.50 | < 0.50
20-31902 | 1101503 | G8 | WATER | Surface Water | 2020-11-20 | 2020-11-20 | 2020 | 2020 | G8¦44155 | G8¦44155 | 8.3 | 1400 |  |  | 31 | 360 | 270 | < 0.050 | < 0.050 | < 0.020 | < 0.50 | < 0.20 |  | 65 | < 0.20 | < 0.10 | 4 |  | < 0.0050 | 100 | 14 | 21 | 150 | 2.7 | 46 | < 0.080 | 3.8 | 1.2 | 110 | < 1.0 | < 1.0 | 2.7 | < 0.010 | 460 | 0.036 | [12 empty] | 98 | < 10 | < 0.010 | < 0.010 | < 0.010 | < 0.010 | < 0.010 | < 0.010 | < 0.010 | < 0.010 | < 0.010 | < 0.010 | < 0.010 | < 0.010 | < 0.010 | < 0.010 | < 0.010 | < 0.010 | < 0.20 | < 0.10 | < 0.10 | < 0.10 | < 2.0 | < 0.20 | < 0.10 | < 0.10 | < 0.10 | < 0.10 | < 0.10 | < 0.50 | < 0.10 | < 0.10 | < 0.10 | < 0.10 | < 0.10 | < 0.20 | < 0.10 | < 0.10 | < 0.10 | < 0.50 | < 1.0 | < 0.10 | < 1.0 | < 0.1 | < 0.10 | < 0.20 | < 1.0 | < 0.50 | < 0.10 | < 0.20 | < 0.10 | < 0.10 | < 0.10 | < 0.10 | < 1.0 | < 0.10 | < 0.10 | < 5.0 | < 0.10 | < 0.10 | < 0.10 | < 0.10 | < 0.10 | < 0.10 | < 0.10 | < 0.10 | < 0.10 | < 0.10 | < 0.10 | < 0.10 | < 5.0 | < 0.10 | < 0.10 | < 0.20 | < 0.10 | < 0.010 | < 0.010 |  | < 0.010 | < 0.010 | < 0.010 | < 0.010 | < 0.010 | < 0.030 | < 0.010 | < 0.010 | < 0.010 | < 0.010 | < 0.010 | < 0.010 | < 0.010 | < 0.010 | < 0.010 | < 0.010 | < 0.010 | < 0.010 | < 0.010 | < 0.50 | < 0.50 | < 0.50 | < 0.50 | < 0.50 | < 0.50 | < 0.50 | < 0.50 | < 0.50 | < 0.50 | < 0.50 | < 0.50 | < 0.50 | < 0.50 | < 0.50 | < 0.50 | < 0.50 | < 0.50 | < 0.50 | < 0.50 | < 0.50 | < 0.50 | < 0.50 | < 0.50 | < 0.50 | < 0.50 | < 0.50 | < 0.50 | < 0.50 | < 0.50 | < 0.50 | < 0.50 | < 0.50 | < 0.50 | < 0.50 | < 0.50 | < 0.50 | < 0.50 | < 0.50 | < 0.50 | < 0.50 | < 0.50
20-31902 | 1101504 | G1 | WATER | Surface Water | 2020-11-20 | 2020-11-20 | 2020 | 2020 | G1¦44155 | G1¦44155 | 7.9 | 1000 |  |  | 450 | 390 | 120 | 1.2 | 1.4 | 0.079 | < 0.50 | 0.28 |  | 44 | < 0.20 | < 0.10 | 5 |  | < 0.0050 | 150 | 19 | 29 | 200 | 6.1 | 69 | < 0.080 | 5 | 1.2 | 74 | < 1.0 | < 1.0 | 3.5 | < 0.010 | 1400 | 0.091 | [12 empty] | 100 | < 10 | < 0.010 | < 0.010 | < 0.010 | < 0.010 | < 0.010 | < 0.010 | < 0.010 | < 0.010 | < 0.010 | < 0.010 | < 0.010 | < 0.010 | < 0.010 | < 0.010 | < 0.010 | < 0.010 | < 0.20 | < 0.10 | < 0.10 | < 0.10 | < 2.0 | < 0.20 | < 0.10 | < 0.10 | < 0.10 | < 0.10 | < 0.10 | < 0.50 | < 0.10 | < 0.10 | < 0.10 | < 0.10 | < 0.10 | < 0.20 | < 0.10 | < 0.10 | < 0.10 | < 0.50 | < 1.0 | < 0.10 | < 1.0 | < 0.1 | < 0.10 | < 0.20 | < 1.0 | < 0.50 | < 0.10 | < 0.20 | < 0.10 | < 0.10 | < 0.10 | < 0.10 | < 1.0 | < 0.10 | < 0.10 | < 5.0 | < 0.10 | < 0.10 | < 0.10 | < 0.10 | < 0.10 | < 0.10 | < 0.10 | < 0.10 | < 0.10 | < 0.10 | < 0.10 | < 0.10 | < 5.0 | < 0.10 | < 0.10 | < 0.20 | < 0.10 | < 0.010 | < 0.010 |  | < 0.010 | < 0.010 | < 0.010 | < 0.010 | < 0.010 | < 0.030 | < 0.010 | < 0.010 | < 0.010 | < 0.010 | < 0.010 | < 0.010 | < 0.010 | < 0.010 | < 0.010 | < 0.010 | < 0.010 | < 0.010 | < 0.010 | < 0.50 | < 0.50 | < 0.50 | < 0.50 | < 0.50 | < 0.50 | < 0.50 | < 0.50 | < 0.50 | < 0.50 | < 0.50 | < 0.50 | < 0.50 | < 0.50 | < 0.50 | < 0.50 | < 0.50 | < 0.50 | < 0.50 | < 0.50 | < 0.50 | < 0.50 | < 0.50 | < 0.50 | < 0.50 | < 0.50 | < 0.50 | < 0.50 | < 0.50 | < 0.50 | < 0.50 | < 0.50 | < 0.50 | < 0.50 | < 0.50 | < 0.50 | < 0.50 | < 0.50 | < 0.50 | < 0.50 | < 0.50 | < 0.50
20-31902 | 1101505 | G6A | WATER | Surface Water | 2020-11-20 | 2020-11-20 | 2020 | 2020 | G6A¦44155 | G6A¦44155 | 7.4 | 970 |  |  | 1400 | 340 | 110 | 0.76 | 0.97 | 0.37 | 2 | 0.32 |  | 63 | 0.57 | < 0.10 | 3 |  | < 0.0050 | 86 | 11 | 10 | 44 | 2 | 26 | < 0.080 | 3.1 | 1.1 | 32 | 3.1 | < 1.0 | 25 | < 0.010 | 450 | 0.1 | [12 empty] | 92 | < 10 | < 0.010 | < 0.010 | < 0.010 | < 0.010 | < 0.010 | < 0.010 | < 0.010 | < 0.010 | < 0.010 | < 0.010 | < 0.010 | < 0.010 | < 0.010 | < 0.010 | < 0.010 | < 0.010 | < 0.20 | < 0.10 | < 0.10 | < 0.10 | < 2.0 | < 0.20 | < 0.10 | < 0.10 | < 0.10 | < 0.10 | < 0.10 | < 0.50 | < 0.10 | < 0.10 | < 0.10 | < 0.10 | < 0.10 | < 0.20 | < 0.10 | < 0.10 | < 0.10 | < 0.50 | < 1.0 | < 0.10 | < 1.0 | < 0.1 | < 0.10 | < 0.20 | < 1.0 | < 0.50 | < 0.10 | < 0.20 | < 0.10 | < 0.10 | < 0.10 | < 0.10 | < 1.0 | < 0.10 | < 0.10 | < 5.0 | < 0.10 | < 0.10 | < 0.10 | < 0.10 | < 0.10 | < 0.10 | < 0.10 | < 0.10 | < 0.10 | < 0.10 | < 0.10 | < 0.10 | < 5.0 | < 0.10 | < 0.10 | < 0.20 | < 0.10 | < 0.010 | < 0.010 |  | < 0.010 | < 0.010 | < 0.010 | < 0.010 | < 0.010 | < 0.030 | < 0.010 | < 0.010 | < 0.010 | < 0.010 | < 0.010 | < 0.010 | < 0.010 | < 0.010 | < 0.010 | < 0.010 | < 0.010 | < 0.010 | < 0.010 | < 0.50 | < 0.50 | < 0.50 | < 0.50 | < 0.50 | < 0.50 | < 0.50 | < 0.50 | < 0.50 | < 0.50 | < 0.50 | < 0.50 | < 0.50 | < 0.50 | < 0.50 | < 0.50 | < 0.50 | < 0.50 | < 0.50 | < 0.50 | < 0.50 | < 0.50 | < 0.50 | < 0.50 | < 0.50 | < 0.50 | < 0.50 | < 0.50 | < 0.50 | < 0.50 | < 0.50 | < 0.50 | < 0.50 | < 0.50 | < 0.50 | < 0.50 | < 0.50 | < 0.50 | < 0.50 | < 0.50 | < 0.50 | < 0.50
21-16071 | 1200601 | G6a | WATER | Surface Water | 2021-05-12 | 2021-05-12 | 2021 | 2021 | G6a¦44328 | G6a¦44328 | 8.3 | 880 |  |  | 770 | 290 | 86 | 0.29 | 0.33 | 0.74 | 8.4 | < 0.20 |  | 67 | 2.1 | < 0.10 | 15 |  | < 0.0050 | 110 | 6.1 | 9.9 | 45 | 1.3 | 800 | < 0.11 | 15 | 1.2 | 120 | 6.1 | < 0.50 | 4.4 | < 0.010 | 190 | 0.026 | [12 empty] | 11 | < 10 | < 0.010 | < 0.010 | < 0.010 | < 0.010 | < 0.010 | < 0.010 | < 0.010 | < 0.010 | < 0.010 | < 0.010 | < 0.010 | < 0.010 | < 0.010 | < 0.010 | < 0.010 | < 0.010 | < 0.20 | < 0.10 | < 0.10 | < 0.10 | < 2.0 | < 0.20 | < 0.10 | < 0.10 | < 0.10 | < 0.10 | < 0.10 | < 0.50 | < 0.10 | < 0.10 | < 0.10 | < 0.10 | < 0.10 | < 0.20 | < 0.10 | < 0.10 | < 0.10 | < 0.50 | < 1.0 | < 0.10 | < 1.0 | < 0.1 | < 0.10 | < 0.20 | < 1.0 | < 0.50 | < 0.10 | < 0.20 | < 0.10 | < 0.10 | < 0.10 | < 0.10 | < 1.0 | < 0.10 | < 0.10 | < 5 | < 0.10 | < 0.10 | < 0.10 | < 0.10 | < 0.10 | < 0.10 | < 0.10 | < 0.10 | < 0.10 | < 0.10 | < 0.10 | < 0.10 | < 5 | < 0.10 | < 0.10 | < 0.20 | < 0.10 | < 0.010 | < 0.010 |  | < 0.010 | < 0.010 | < 0.010 | < 0.010 | < 0.010 | < 0.030 | < 0.010 | < 0.010 | < 0.010 | < 0.010 | < 0.010 | < 0.010 | < 0.010 | < 0.010 | < 0.010 | < 0.010 | < 0.010 | < 0.010 | < 0.010 | < 0.50 | < 0.50 | < 0.50 | < 0.50 | < 0.50 | < 0.50 | < 0.50 | < 0.50 | < 0.50 | < 0.50 | < 0.50 | < 0.50 | < 0.50 | < 0.50 | < 0.50 | < 0.50 | < 0.50 | < 0.50 | < 0.50 | < 0.50 | < 0.50 | < 0.50 | < 0.50 | < 0.50 | < 0.50 | < 0.50 | < 0.50 | < 0.50 | < 0.50 | < 0.50 | < 0.50 | < 0.50 | < 0.50 | < 0.50 | < 0.50 | < 0.50 | < 0.50 | < 0.50 | < 0.50 | < 0.50 | < 0.50 | < 0.50
21-16085 | 1200684 | G7A | WATER | Surface Water | 2021-05-11 | 2021-05-11 | 2021 | 2021 | G7A¦44327 | G7A¦44327 | 8.4 | 910 |  |  | < 5.0 | 110 | 120 | 0.39 | 0.44 | 0.073 | 5.1 | < 0.20 |  | 54 | 1.2 | < 0.10 | 45 |  | < 0.0050 | 120 | 6.4 | 12 | 48 | 1.4 | 39 | < 0.11 | 45 | 2.5 | 40 | 15 | < 0.50 | 26 | < 0.010 | 190 | 0.031 | [12 empty] | 9.2 | < 10 | < 0.010 | < 0.010 | < 0.010 | < 0.010 | < 0.010 | < 0.010 | < 0.010 | < 0.010 | < 0.010 | < 0.010 | < 0.010 | < 0.010 | < 0.010 | < 0.010 | < 0.010 | < 0.010 | < 0.20 | < 0.10 | < 0.10 | < 0.10 | < 2.0 | < 0.20 | < 0.10 | < 0.10 | < 0.10 | < 0.10 | < 0.10 | < 0.50 | < 0.10 | < 0.10 | < 0.10 | < 0.10 | < 0.10 | < 0.20 | < 0.10 | < 0.10 | < 0.10 | < 0.50 | < 1.0 | < 0.10 | < 1.0 | < 0.1 | < 0.10 | < 0.20 | < 1.0 | < 0.50 | < 0.10 | < 0.20 | < 0.10 | < 0.10 | < 0.10 | < 0.10 | < 1.0 | < 0.10 | < 0.10 | < 5 | < 0.10 | < 0.10 | < 0.10 | < 0.10 | < 0.10 | < 0.10 | < 0.10 | < 0.10 | < 0.10 | < 0.10 | < 0.10 | < 0.10 | < 5 | < 0.10 | < 0.10 | < 0.20 | < 0.10 | < 0.010 | < 0.010 |  | < 0.010 | < 0.010 | < 0.010 | < 0.010 | < 0.010 | < 0.030 | < 0.010 | < 0.010 | < 0.010 | < 0.010 | < 0.010 | < 0.010 | < 0.010 | < 0.010 | < 0.010 | < 0.010 | < 0.010 | < 0.010 | < 0.010 | < 0.50 | < 0.50 | < 0.50 | < 0.50 | < 0.50 | < 0.50 | < 0.50 | < 0.50 | < 0.50 | < 0.50 | < 0.50 | < 0.50 | < 0.50 | < 0.50 | < 0.50 | < 0.50 | < 0.50 | < 0.50 | < 0.50 | < 0.50 | < 0.50 | < 0.50 | < 0.50 | < 0.50 | < 0.50 | < 0.50 | < 0.50 | < 0.50 | < 0.50 | < 0.50 | < 0.50 | < 0.50 | < 0.50 | < 0.50 | < 0.50 | < 0.50 | < 0.50 | < 0.50 | < 0.50 | < 0.50 | < 0.50 | < 0.50
21-16308 | 1201631 | G1 | WATER | Surface Water | 2021-05-13 | 2021-05-13 | 2021 | 2021 | G1¦44329 | G1¦44329 | 8.2 | 910 |  |  | 520 | 270 | 110 | 0.86 | 1 | 0.067 | 0.76 | < 0.20 |  | 60 | < 0.20 | [B] 3.7 | 3 |  | < 0.0050 | 120 | 6.6 | 12 | 52 | 2.4 | 38 | < 0.11 | 7.1 | 0.56 | 1000 | 4.7 | < 0.50 | < 3.0 | < 0.010 | 190 | 0.026 | [12 empty] | 13 | < 10 | < 0.010 | < 0.010 | < 0.010 | < 0.010 | < 0.010 | < 0.010 | < 0.010 | < 0.010 | < 0.010 | < 0.010 | < 0.010 | < 0.010 | < 0.010 | < 0.010 | < 0.010 | < 0.010 | < 0.20 | < 0.10 | < 0.10 | < 0.10 | < 2.0 | < 0.20 | < 0.10 | < 0.10 | < 0.10 | < 0.10 | < 0.10 | < 0.50 | < 0.10 | < 0.10 | < 0.10 | < 0.10 | < 0.10 | < 0.20 | < 0.10 | < 0.10 | < 0.10 | < 0.50 | < 1.0 | < 0.10 | < 1.0 | < 0.1 | < 0.10 | < 0.20 | < 1.0 | < 0.50 | < 0.10 | < 0.20 | < 0.10 | < 0.10 | < 0.10 | < 0.10 | < 1.0 | < 0.10 | < 0.10 | < 5 | < 0.10 | < 0.10 | < 0.10 | < 0.10 | < 0.10 | < 0.10 | < 0.10 | < 0.10 | < 0.10 | < 0.10 | < 0.10 | < 0.10 | < 5 | < 0.10 | < 0.10 | < 0.20 | < 0.10 | < 0.010 | < 0.010 |  | < 0.010 | < 0.010 | < 0.010 | < 0.010 | < 0.010 | < 0.030 | < 0.010 | < 0.010 | < 0.010 | < 0.010 | < 0.010 | < 0.010 | < 0.010 | < 0.010 | < 0.010 | < 0.010 | < 0.010 | < 0.010 | < 0.010 | < 0.50 | < 0.50 | < 0.50 | < 0.50 | < 0.50 | < 0.50 | < 0.50 | < 0.50 | < 0.50 | < 0.50 | < 0.50 | < 0.50 | < 0.50 | < 0.50 | < 0.50 | < 0.50 | < 0.50 | < 0.50 | < 0.50 | < 0.50 | < 0.50 | < 0.50 | < 0.50 | < 0.50 | < 0.50 | < 0.50 | < 0.50 | < 0.50 | < 0.50 | < 0.50 | < 0.50 | < 0.50 | < 0.50 | < 0.50 | < 0.50 | < 0.50 | < 0.50 | < 0.50 | < 0.50 | < 0.50 | < 0.50 | < 0.50
21-16868 | 1204426 | G3 | WATER | Surface Water | 2021-05-18 | 2021-05-18 | 2021 | 2021 | G3¦44334 | G3¦44334 | 8.1 | 880 |  |  | 43 | 370 | 58 | 0.16 | 0.19 | 0.13 | 3.2 | < 0.20 |  | 93 | 0.77 | 4.6 | 44 |  | < 0.0050 | 150 | 7.6 | 12 | 32 | 0.68 | 30 | < 0.11 | 49 | 1.4 | 18 | 21 | < 0.50 | < 3.0 | < 0.010 | 220 | 0.025 | [12 empty] | 4.7 | < 10 | < 0.010 | < 0.010 | < 0.010 | < 0.010 | < 0.010 | < 0.010 | < 0.010 | < 0.010 | < 0.010 | < 0.010 | < 0.010 | < 0.010 | < 0.010 | < 0.010 | < 0.010 | < 0.010 | < 0.20 | < 0.10 | < 0.10 | < 0.10 | < 2.0 | < 0.20 | < 0.10 | < 0.10 | < 0.10 | < 0.10 | < 0.10 | < 0.50 | < 0.10 | < 0.10 | < 0.10 | < 0.10 | < 0.10 | < 0.20 | < 0.10 | < 0.10 | < 0.10 | < 0.50 | < 1.0 | < 0.10 | < 1.0 | < 0.1 | < 0.10 | < 0.20 | < 1.0 | < 0.50 | < 0.10 | < 0.20 | < 0.10 | < 0.10 | < 0.10 | < 0.10 | < 1.0 | < 0.10 | < 0.10 | < 5 | < 0.10 | < 0.10 | < 0.10 | < 0.10 | < 0.10 | < 0.10 | < 0.10 | < 0.10 | < 0.10 | < 0.10 | < 0.10 | < 0.10 | < 5 | < 0.10 | < 0.10 | < 0.20 | < 0.10 | < 0.010 | < 0.010 |  | < 0.010 | < 0.010 | < 0.010 | < 0.010 | < 0.010 | < 0.030 | < 0.010 | < 0.010 | < 0.010 | < 0.010 | < 0.010 | < 0.010 | < 0.010 | < 0.010 | < 0.010 | < 0.010 | < 0.010 | < 0.010 | < 0.010 | < 0.50 | < 0.50 | < 0.50 | < 0.50 | < 0.50 | < 0.50 | < 0.50 | < 0.50 | < 0.50 | < 0.50 | < 0.50 | < 0.50 | < 0.50 | < 0.50 | < 0.50 | < 0.50 | < 0.50 | < 0.50 | < 0.50 | < 0.50 | < 0.50 | < 0.50 | < 0.50 | < 0.50 | < 0.50 | < 0.50 | < 0.50 | < 0.50 | < 0.50 | < 0.50 | < 0.50 | < 0.50 | < 0.50 | < 0.50 | < 0.50 | < 0.50 | < 0.50 | < 0.50 | < 0.50 | < 0.50 | < 0.50 | < 0.50
21-16868 | 1204427 | G4 | WATER | Surface Water | 2021-05-18 | 2021-05-18 | 2021 | 2021 | G4¦44334 | G4¦44334 | 8.2 | 1100 |  |  | 39 | 220 | 120 | 0.12 | 0.15 | 0.19 | 54 | 0.68 |  | 86 | 12 | 5.3 | 35 |  | < 0.0050 | 130 | 11 | 9.9 | 64 | 1.1 | 40 | < 0.11 | 40 | 2.5 | 61 | 18 | < 0.50 | 3.5 | < 0.010 | 230 | 0.22 | [12 empty] | 6.2 | < 10 | < 0.010 | < 0.010 | < 0.010 | < 0.010 | < 0.010 | < 0.010 | < 0.010 | < 0.010 | < 0.010 | < 0.010 | < 0.010 | < 0.010 | < 0.010 | < 0.010 | < 0.010 | < 0.010 | < 0.20 | < 0.10 | < 0.10 | < 0.10 | < 2.0 | < 0.20 | < 0.10 | < 0.10 | < 0.10 | < 0.10 | < 0.10 | < 0.50 | < 0.10 | < 0.10 | < 0.10 | < 0.10 | < 0.10 | < 0.20 | < 0.10 | < 0.10 | < 0.10 | < 0.50 | < 1.0 | < 0.10 | < 1.0 | < 0.1 | < 0.10 | < 0.20 | < 1.0 | < 0.50 | < 0.10 | < 0.20 | < 0.10 | < 0.10 | < 0.10 | < 0.10 | < 1.0 | < 0.10 | < 0.10 | < 5 | < 0.10 | < 0.10 | < 0.10 | < 0.10 | < 0.10 | < 0.10 | < 0.10 | < 0.10 | < 0.10 | < 0.10 | < 0.10 | < 0.10 | < 5 | < 0.10 | < 0.10 | < 0.20 | < 0.10 | < 0.010 | < 0.010 |  | < 0.010 | < 0.010 | < 0.010 | < 0.010 | < 0.010 | < 0.030 | < 0.010 | < 0.010 | < 0.010 | < 0.010 | < 0.010 | < 0.010 | < 0.010 | < 0.010 | < 0.010 | < 0.010 | < 0.010 | < 0.010 | < 0.010 | < 0.50 | < 0.50 | < 0.50 | < 0.50 | < 0.50 | < 0.50 | < 0.50 | < 0.50 | < 0.50 | < 0.50 | < 0.50 | < 0.50 | < 0.50 | < 0.50 | < 0.50 | < 0.50 | < 0.50 | < 0.50 | < 0.50 | < 0.50 | < 0.50 | < 0.50 | < 0.50 | < 0.50 | < 0.50 | < 0.50 | < 0.50 | < 0.50 | < 0.50 | < 0.50 | < 0.50 | < 0.50 | < 0.50 | < 0.50 | < 0.50 | < 0.50 | < 0.50 | < 0.50 | < 0.50 | < 0.50 | < 0.50 | < 0.50
21-17203 | 1205944 | G5 | WATER | Surface Water | 2021-05-19 | 2021-05-19 | 2021 | 2021 | G5¦44335 | G5¦44335 | 8 | 940 |  |  | 130 | 540 | 73 | 0.65 | 0.79 | 0.86 | 31 | 0.49 |  | 81 | 7.2 | 2.2 | 11 |  | < 0.0050 | 130 | 7.1 | 9 | 48 | 0.69 | 32 | < 0.11 | 13 | 1.9 | 11 | 7 | < 0.50 | 19 | < 0.010 | 140 | 0.16 | [12 empty] | 5.9 | < 10 | < 0.010 | < 0.010 | < 0.010 | < 0.010 | < 0.010 | < 0.010 | < 0.010 | < 0.010 | < 0.010 | < 0.010 | < 0.010 | < 0.010 | < 0.010 | < 0.010 | < 0.010 | < 0.010 | < 0.20 | < 0.10 | < 0.10 | < 0.10 | < 2.0 | < 0.20 | < 0.10 | < 0.10 | < 0.10 | < 0.10 | < 0.10 | < 0.50 | < 0.10 | < 0.10 | < 0.10 | < 0.10 | < 0.10 | < 0.20 | < 0.10 | < 0.10 | < 0.10 | < 0.50 | < 1.0 | < 0.10 | < 1.0 | < 0.1 | < 0.10 | < 0.20 | < 1.0 | < 0.50 | < 0.10 | < 0.20 | < 0.10 | < 0.10 | < 0.10 | < 0.10 | < 1.0 | < 0.10 | < 0.10 | < 5 | < 0.10 | < 0.10 | < 0.10 | < 0.10 | < 0.10 | < 0.10 | < 0.10 | < 0.10 | < 0.10 | < 0.10 | < 0.10 | < 0.10 | < 5 | < 0.10 | < 0.10 | < 0.20 | < 0.10 | < 0.010 | < 0.010 |  | < 0.010 | < 0.010 | < 0.010 | < 0.010 | < 0.010 | < 0.030 | < 0.010 | < 0.010 | < 0.010 | < 0.010 | < 0.010 | < 0.010 | < 0.010 | < 0.010 | < 0.010 | < 0.010 | < 0.010 | < 0.010 | < 0.010 | < 0.50 | < 0.50 | < 0.50 | < 0.50 | < 0.50 | < 0.50 | < 0.50 | < 0.50 | < 0.50 | < 0.50 | < 0.50 | < 0.50 | < 0.50 | < 0.50 | < 0.50 | < 0.50 | < 0.50 | < 0.50 | < 0.50 | < 0.50 | < 0.50 | < 0.50 | < 0.50 | < 0.50 | < 0.50 | < 0.50 | < 0.50 | < 0.50 | < 0.50 | < 0.50 | < 0.50 | < 0.50 | < 0.50 | < 0.50 | < 0.50 | < 0.50 | < 0.50 | < 0.50 | < 0.50 | < 0.50 | < 0.50 | < 0.50
21-40762 | 1323588 | GW8 | WATER | Surface Water | 2021-11-17 | 2021-11-17 | 2021 | Nov 2021a | GW8¦44517 | GW8¦44517 | 7.8 | 1600 |  |  | 120 | 740 | 200 | 9.3 | 12 | < 0.020 | < 0.50 | < 0.20 |  | 3.5 | < 0.20 | < 0.10 |  |  | < 0.0050 | 130 | 29 | 44 | 110 | 9.9 | 480 | < 0.11 | 0.8 | < 0.50 | 3600 | 0.67 | < 0.50 | < 2.5 | < 0.010 | 10000 | < 0.020 | [12 empty] | 28 | < 10 | < 0.010 | < 0.010 | < 0.010 | < 0.010 | < 0.010 | < 0.010 | < 0.010 | < 0.010 | < 0.010 | < 0.010 | < 0.010 | < 0.010 | < 0.010 | < 0.010 | < 0.010 | < 0.010 | < 0.20 | < 0.10 | < 0.10 | < 0.10 | < 2.0 | < 0.20 | < 0.10 | < 0.10 | < 0.10 | < 0.10 | < 0.10 | < 0.50 | < 0.10 | < 0.10 | < 0.10 | < 0.10 | < 0.10 | < 0.20 | < 0.10 | < 0.10 | < 0.10 | < 0.50 | < 1.0 | < 0.10 | < 1.0 | < 0.1 | < 0.10 | < 0.20 | < 1.0 | < 0.50 | < 0.10 | < 0.20 | < 0.10 | < 0.10 | < 0.10 | < 0.10 | < 1.0 | < 0.10 | < 0.10 | < 5 | < 0.10 | < 0.10 | < 0.10 | < 0.10 | < 0.10 | < 0.10 | < 0.10 | < 0.10 | < 0.10 | < 0.10 | < 0.10 | < 0.10 | < 5 | < 0.10 | < 0.10 | < 0.20 | < 0.10 | < 0.010 | < 0.010 |  | < 0.010 | < 0.010 | < 0.010 | < 0.010 | < 0.010 | < 0.030 | < 0.010 | < 0.010 | < 0.010 | < 0.010 | < 0.010 | < 0.010 | < 0.010 | < 0.010 | < 0.010 | < 0.010 | < 0.010 | < 0.010 | < 0.010 | < 0.50 | < 0.50 | < 0.50 | < 0.50 | < 0.50 | < 0.50 | < 0.50 | < 0.50 | < 0.50 | < 0.50 | < 0.50 | < 0.50 | < 0.50 | < 0.50 | < 0.50 | < 0.50 | < 0.50 | < 0.50 | < 0.50 | < 0.50 | < 0.50 | < 0.50 | < 0.50 | < 0.50 | < 0.50 | < 0.50 | < 0.50 | < 0.50 | < 0.50 | < 0.50 | < 0.50 | < 0.50 | < 0.50 | < 0.50 | < 0.50 | < 0.50 | < 0.50 | < 0.50 | < 0.50 | < 0.50 | < 0.50 | < 0.50
21-40762 | 1323591 | G7a | WATER | Surface Water | 2021-11-17 | 2021-11-17 | 2021 | Nov 2021a | G7a¦44517 | G7a¦44517 | 8.3 | 1300 |  |  | 11 | 400 | 130 | 0.54 | 0.63 | 0.22 | 14 | < 0.20 |  | 74 | 3.2 | 3.8 |  |  | < 0.0050 | 130 | 8 | 12 | 55 | 0.86 | 35 | < 0.11 | 7.8 | 1.8 | 120 | < 0.50 | < 0.50 | < 2.5 | < 0.010 | 33 | 0.039 | [12 empty] | 8 | < 10 | < 0.010 | < 0.010 | < 0.010 | < 0.010 | < 0.010 | < 0.010 | < 0.010 | < 0.010 | < 0.010 | < 0.010 | < 0.010 | < 0.010 | < 0.010 | < 0.010 | < 0.010 | < 0.010 | < 0.20 | < 0.10 | < 0.10 | < 0.10 | < 2.0 | < 0.20 | < 0.10 | < 0.10 | < 0.10 | < 0.10 | < 0.10 | < 0.50 | < 0.10 | < 0.10 | < 0.10 | < 0.10 | < 0.10 | < 0.20 | < 0.10 | < 0.10 | < 0.10 | < 0.50 | < 1.0 | < 0.10 | < 1.0 | < 0.1 | < 0.10 | < 0.20 | < 1.0 | < 0.50 | < 0.10 | < 0.20 | < 0.10 | < 0.10 | < 0.10 | < 0.10 | < 1.0 | < 0.10 | < 0.10 | < 5 | < 0.10 | < 0.10 | < 0.10 | < 0.10 | < 0.10 | < 0.10 | < 0.10 | < 0.10 | < 0.10 | < 0.10 | < 0.10 | < 0.10 | < 5 | < 0.10 | < 0.10 | < 0.20 | < 0.10 | < 0.010 | < 0.010 |  | < 0.010 | < 0.010 | < 0.010 | < 0.010 | < 0.010 | < 0.030 | < 0.010 | < 0.010 | < 0.010 | < 0.010 | < 0.010 | < 0.010 | < 0.010 | < 0.010 | < 0.010 | < 0.010 | < 0.010 | < 0.010 | < 0.010 | < 0.50 | < 0.50 | < 0.50 | < 0.50 | < 0.50 | < 0.50 | < 0.50 | < 0.50 | < 0.50 | < 0.50 | < 0.50 | < 0.50 | < 0.50 | < 0.50 | < 0.50 | < 0.50 | < 0.50 | < 0.50 | < 0.50 | < 0.50 | < 0.50 | < 0.50 | < 0.50 | < 0.50 | < 0.50 | < 0.50 | < 0.50 | < 0.50 | < 0.50 | < 0.50 | < 0.50 | < 0.50 | < 0.50 | < 0.50 | < 0.50 | < 0.50 | < 0.50 | < 0.50 | < 0.50 | < 0.50 | < 0.50 | < 0.50
21-40629 | 1322893 | G1 | WATER | Surface Water | 2021-11-16 | 2021-11-16 | 2021 | Nov 2021b | G1¦44516 | G1¦44516 | 7.8 | 1000 |  |  | 38 | 380 | 140 | 0.31 | 0.39 | 0.28 | 16 | < 0.20 |  | 73 | 3.6 | < 0.10 |  |  | < 0.0050 | 140 | 8.3 | 12 | 56 | 0.88 | 840 | < 0.11 | < 0.50 | 0.71 | 250 | 0.76 | < 0.50 | 8.8 | < 0.010 | 43 | 0.039 | [12 empty] | 8.1 | < 10 | < 0.010 | < 0.010 | < 0.010 | < 0.010 | < 0.010 | < 0.010 | < 0.010 | < 0.010 | < 0.010 | < 0.010 | < 0.010 | < 0.010 | < 0.010 | < 0.010 | < 0.010 | < 0.010 | < 0.20 | < 0.10 | < 0.10 | < 0.10 | < 2.0 | < 0.20 | < 0.10 | < 0.10 | < 0.10 | < 0.10 | < 0.10 | < 0.50 | < 0.10 | < 0.10 | < 0.10 | < 0.10 | < 0.10 | < 0.20 | < 0.10 | < 0.10 | < 0.10 | < 0.50 | < 1.0 | < 0.10 | < 1.0 | < 0.1 | < 0.10 | < 0.20 | < 1.0 | < 0.50 | < 0.10 | < 0.20 | < 0.10 | < 0.10 | < 0.10 | < 0.10 | < 1.0 | < 0.10 | < 0.10 | < 5 | < 0.10 | < 0.10 | < 0.10 | < 0.10 | < 0.10 | < 0.10 | < 0.10 | < 0.10 | < 0.10 | < 0.10 | < 0.10 | < 0.10 | < 5 | < 0.10 | < 0.10 | < 0.20 | < 0.10 | < 0.010 | < 0.010 |  | < 0.010 | < 0.010 | < 0.010 | < 0.010 | < 0.010 | < 0.030 | < 0.010 | < 0.010 | < 0.010 | < 0.010 | < 0.010 | < 0.010 | < 0.010 | < 0.010 | < 0.010 | < 0.010 | < 0.010 | < 0.010 | < 0.010 | < 0.50 | < 0.50 | < 0.50 | < 0.50 | < 0.50 | < 0.50 | < 0.50 | < 0.50 | < 0.50 | < 0.50 | < 0.50 | < 0.50 | < 0.50 | < 0.50 | < 0.50 | < 0.50 | < 0.50 | < 0.50 | < 0.50 | < 0.50 | < 0.50 | < 0.50 | < 0.50 | < 0.50 | < 0.50 | < 0.50 | < 0.50 | < 0.50 | < 0.50 | < 0.50 | < 0.50 | < 0.50 | < 0.50 | < 0.50 | < 0.50 | < 0.50 | < 0.50 | < 0.50 | < 0.50 | < 0.50 | < 0.50 | < 0.50
21-40629 | 1322897 | G6a | WATER | Surface Water | 2021-11-16 | 2021-11-16 | 2021 | Nov 2021b | G6a¦44516 | G6a¦44516 | 7.6 | 1100 |  |  | 36 | 360 | 120 | 0.26 | 0.33 | 0.15 | 21 | 0.26 |  | 74 | 4.8 | < 0.10 |  |  | < 0.0050 | 140 | 8 | 11 | 51 | 0.76 | 820 | < 0.11 | < 0.50 | 0.71 | 190 | 0.73 | < 0.50 | 9 | < 0.010 | 26 | 0.085 | [12 empty] | 7 | < 10 | < 0.010 | < 0.010 | < 0.010 | < 0.010 | < 0.010 | < 0.010 | < 0.010 | < 0.010 | < 0.010 | < 0.010 | < 0.010 | < 0.010 | < 0.010 | < 0.010 | < 0.010 | < 0.010 | < 0.20 | < 0.10 | < 0.10 | < 0.10 | < 2.0 | < 0.20 | < 0.10 | < 0.10 | < 0.10 | < 0.10 | < 0.10 | < 0.50 | < 0.10 | < 0.10 | < 0.10 | < 0.10 | < 0.10 | < 0.20 | < 0.10 | < 0.10 | < 0.10 | < 0.50 | < 1.0 | < 0.10 | < 1.0 | < 0.1 | < 0.10 | < 0.20 | < 1.0 | < 0.50 | < 0.10 | < 0.20 | < 0.10 | < 0.10 | < 0.10 | < 0.10 | < 1.0 | < 0.10 | < 0.10 | < 5 | < 0.10 | < 0.10 | < 0.10 | < 0.10 | < 0.10 | < 0.10 | < 0.10 | < 0.10 | < 0.10 | < 0.10 | < 0.10 | < 0.10 | < 5 | < 0.10 | < 0.10 | < 0.20 | < 0.10 | < 0.010 | < 0.010 |  | < 0.010 | < 0.010 | < 0.010 | < 0.010 | < 0.010 | < 0.030 | < 0.010 | < 0.010 | < 0.010 | < 0.010 | < 0.010 | < 0.010 | < 0.010 | < 0.010 | < 0.010 | < 0.010 | < 0.010 | < 0.010 | < 0.010 | < 0.50 | < 0.50 | < 0.50 | < 0.50 | < 0.50 | < 0.50 | < 0.50 | < 0.50 | < 0.50 | < 0.50 | < 0.50 | < 0.50 | < 0.50 | < 0.50 | < 0.50 | < 0.50 | < 0.50 | < 0.50 | < 0.50 | < 0.50 | < 0.50 | < 0.50 | < 0.50 | < 0.50 | < 0.50 | < 0.50 | < 0.50 | < 0.50 | < 0.50 | < 0.50 | < 0.50 | < 0.50 | < 0.50 | < 0.50 | < 0.50 | < 0.50 | < 0.50 | < 0.50 | < 0.50 | < 0.50 | < 0.50 | < 0.50
21-40629 | 1322898 | G8 | WATER | Surface Water | 2021-11-16 | 2021-11-16 | 2021 | Nov 2021b | G8¦44516 | G8¦44516 | 7.7 | 1200 |  |  | 26 | 370 | 210 | 0.23 | 0.28 | 0.26 | 15 | < 0.20 |  | 74 | 3.4 | < 0.10 |  |  | < 0.0050 | 140 | 9.1 | 15 | 79 | 0.86 | 880 | < 0.11 | < 0.50 | 1 | 340 | 0.83 | < 0.50 | 13 | < 0.010 | 34 | 0.039 | [12 empty] | 8.9 | < 10 | < 0.010 | < 0.010 | < 0.010 | < 0.010 | < 0.010 | < 0.010 | < 0.010 | < 0.010 | < 0.010 | < 0.010 | < 0.010 | < 0.010 | < 0.010 | < 0.010 | < 0.010 | < 0.010 | < 0.20 | < 0.10 | < 0.10 | < 0.10 | < 2.0 | < 0.20 | < 0.10 | < 0.10 | < 0.10 | < 0.10 | < 0.10 | < 0.50 | < 0.10 | < 0.10 | < 0.10 | < 0.10 | < 0.10 | < 0.20 | < 0.10 | < 0.10 | < 0.10 | < 0.50 | < 1.0 | < 0.10 | < 1.0 | < 0.1 | < 0.10 | < 0.20 | < 1.0 | < 0.50 | < 0.10 | < 0.20 | < 0.10 | < 0.10 | < 0.10 | < 0.10 | < 1.0 | < 0.10 | < 0.10 | < 5 | < 0.10 | < 0.10 | < 0.10 | < 0.10 | < 0.10 | < 0.10 | < 0.10 | < 0.10 | < 0.10 | < 0.10 | < 0.10 | < 0.10 | < 5 | < 0.10 | < 0.10 | < 0.20 | < 0.10 | < 0.010 | < 0.010 |  | < 0.010 | < 0.010 | < 0.010 | < 0.010 | < 0.010 | < 0.030 | < 0.010 | < 0.010 | < 0.010 | < 0.010 | < 0.010 | < 0.010 | < 0.010 | < 0.010 | < 0.010 | < 0.010 | < 0.010 | < 0.010 | < 0.010 | < 0.50 | < 0.50 | < 0.50 | < 0.50 | < 0.50 | < 0.50 | < 0.50 | < 0.50 | < 0.50 | < 0.50 | < 0.50 | < 0.50 | < 0.50 | < 0.50 | < 0.50 | < 0.50 | < 0.50 | < 0.50 | < 0.50 | < 0.50 | < 0.50 | < 0.50 | < 0.50 | < 0.50 | < 0.50 | < 0.50 | < 0.50 | < 0.50 | < 0.50 | < 0.50 | < 0.50 | < 0.50 | < 0.50 | < 0.50 | < 0.50 | < 0.50 | < 0.50 | < 0.50 | < 0.50 | < 0.50 | < 0.50 | < 0.50
21-40735 | 1323434 | G3 | WATER | Surface Water | 2021-11-18 | 2021-11-18 | 2021 | Nov 2021c | G3¦44518 | G3¦44518 | 7.5 | 870 |  |  | 10 | 430 | 59 | 0.31 | 0.39 | 0.37 | 11 | 0.6 |  | 97 | 2.5 | < 0.10 |  |  | < 0.0050 | 150 | 7.7 | 12 | 33 | 0.61 | 750 | < 0.11 | < 0.50 | < 0.50 | 370 | < 0.50 | < 0.50 | 3.3 | < 0.010 | 7.5 | 0.2 | [12 empty] | 4.1 | 71 | < 0.010 | < 0.010 | < 0.010 | < 0.010 | < 0.010 | < 0.010 | < 0.010 | < 0.010 | < 0.010 | < 0.010 | < 0.010 | < 0.010 | < 0.010 | < 0.010 | < 0.010 | < 0.010 | < 0.20 | < 0.10 | < 0.10 | < 0.10 | < 2.0 | < 0.20 | < 0.10 | < 0.10 | < 0.10 | < 0.10 | < 0.10 | < 0.50 | < 0.10 | < 0.10 | < 0.10 | < 0.10 | < 0.10 | < 0.20 | < 0.10 | < 0.10 | < 0.10 | < 0.50 | < 1.0 | < 0.10 | < 1.0 | < 0.1 | < 0.10 | < 0.20 | < 1.0 | < 0.50 | < 0.10 | < 0.20 | < 0.10 | < 0.10 | < 0.10 | < 0.10 | < 1.0 | < 0.10 | < 0.10 | < 5 | < 0.10 | < 0.10 | < 0.10 | < 0.10 | < 0.10 | < 0.10 | < 0.10 | < 0.10 | < 0.10 | < 0.10 | < 0.10 | < 0.10 | < 5 | < 0.10 | < 0.10 | < 0.20 | < 0.10 | < 0.010 | < 0.010 |  | < 0.010 | < 0.010 | < 0.010 | < 0.010 | < 0.010 | < 0.030 | < 0.010 | < 0.010 | < 0.010 | < 0.010 | < 0.010 | < 0.010 | < 0.010 | < 0.010 | < 0.010 | < 0.010 | < 0.010 | < 0.010 | < 0.010 | < 0.50 | < 0.50 | < 0.50 | < 0.50 | < 0.50 | < 0.50 | < 0.50 | < 0.50 | < 0.50 | < 0.50 | < 0.50 | < 0.50 | < 0.50 | < 0.50 | < 0.50 | < 0.50 | < 0.50 | < 0.50 | < 0.50 | < 0.50 | < 0.50 | < 0.50 | < 0.50 | < 0.50 | < 0.50 | < 0.50 | < 0.50 | < 0.50 | < 0.50 | < 0.50 | < 0.50 | < 0.50 | < 0.50 | < 0.50 | < 0.50 | < 0.50 | < 0.50 | < 0.50 | < 0.50 | < 0.50 | < 0.50 | < 0.50
21-40735 | 1323435 | G4 | WATER | Surface Water | 2021-11-18 | 2021-11-18 | 2021 | Nov 2021c | G4¦44518 | G4¦44518 | 7.5 | 1100 |  |  | 14 | 390 | 85 | 0.13 | 0.17 | 0.15 | 43 | 0.31 |  | 92 | 9.7 | < 0.10 |  |  | < 0.0050 | 150 | 9 | 10 | 55 | 0.66 | 710 | < 0.11 | < 0.50 | 0.75 | 180 | 0.87 | < 0.50 | 4.7 | < 0.010 | 24 | 0.1 | [12 empty] | 4.5 | 190 | < 0.010 | < 0.010 | < 0.010 | < 0.010 | < 0.010 | < 0.010 | < 0.010 | < 0.010 | < 0.010 | < 0.010 | < 0.010 | < 0.010 | < 0.010 | < 0.010 | < 0.010 | < 0.010 | < 0.20 | < 0.10 | < 0.10 | < 0.10 | < 2.0 | < 0.20 | < 0.10 | < 0.10 | < 0.10 | < 0.10 | < 0.10 | < 0.50 | < 0.10 | < 0.10 | < 0.10 | < 0.10 | < 0.10 | < 0.20 | 0.59 | < 0.10 | < 0.10 | < 0.50 | < 1.0 | < 0.10 | < 1.0 | < 0.1 | < 0.10 | < 0.20 | < 1.0 | < 0.50 | < 0.10 | < 0.20 | < 0.10 | < 0.10 | < 0.10 | < 0.10 | < 1.0 | < 0.10 | < 0.10 | < 5 | < 0.10 | < 0.10 | < 0.10 | < 0.10 | < 0.10 | < 0.10 | < 0.10 | < 0.10 | < 0.10 | < 0.10 | < 0.10 | < 0.10 | < 5 | < 0.10 | < 0.10 | < 0.20 | < 0.10 | < 0.010 | < 0.010 |  | < 0.010 | < 0.010 | < 0.010 | < 0.010 | < 0.010 | < 0.030 | < 0.010 | < 0.010 | < 0.010 | < 0.010 | < 0.010 | < 0.010 | < 0.010 | < 0.010 | < 0.010 | < 0.010 | < 0.010 | < 0.010 | < 0.010 | < 0.50 | < 0.50 | < 0.50 | < 0.50 | < 0.50 | < 0.50 | < 0.50 | < 0.50 | < 0.50 | < 0.50 | < 0.50 | < 0.50 | < 0.50 | < 0.50 | < 0.50 | < 0.50 | < 0.50 | < 0.50 | < 0.50 | < 0.50 | < 0.50 | < 0.50 | < 0.50 | < 0.50 | < 0.50 | < 0.50 | < 0.50 | < 0.50 | < 0.50 | < 0.50 | < 0.50 | < 0.50 | < 0.50 | < 0.50 | < 0.50 | < 0.50 | < 0.50 | < 0.50 | < 0.50 | < 0.50 | < 0.50 | < 0.50
21-40735 | 1323436 | G5 | WATER | Surface Water | 2021-11-18 | 2021-11-18 | 2021 | Nov 2021c | G5¦44518 | G5¦44518 | 7.5 | 1100 |  |  | 18 | 400 | 83 | 0.22 | 0.28 | 0.31 | 38 | < 0.20 |  | 90 | 8.6 | 1.1 |  |  | < 0.0050 | 150 | 8.1 | 10 | 54 | 0.82 | 490 | < 0.11 | < 0.50 | 0.99 | 230 | 1 | < 0.50 | 5.3 | < 0.010 | 27 | 0.055 | [12 empty] | 4.7 | < 10 | < 0.010 | < 0.010 | < 0.010 | < 0.010 | < 0.010 | < 0.010 | < 0.010 | < 0.010 | < 0.010 | < 0.010 | < 0.010 | < 0.010 | < 0.010 | < 0.010 | < 0.010 | < 0.010 | < 0.20 | < 0.10 | < 0.10 | < 0.10 | < 2.0 | < 0.20 | < 0.10 | < 0.10 | < 0.10 | < 0.10 | < 0.10 | < 0.50 | < 0.10 | < 0.10 | < 0.10 | < 0.10 | < 0.10 | < 0.20 | 0.77 | < 0.10 | < 0.10 | < 0.50 | < 1.0 | < 0.10 | < 1.0 | < 0.1 | < 0.10 | < 0.20 | < 1.0 | < 0.50 | < 0.10 | < 0.20 | < 0.10 | < 0.10 | < 0.10 | < 0.10 | < 1.0 | < 0.10 | < 0.10 | < 5 | < 0.10 | < 0.10 | < 0.10 | < 0.10 | < 0.10 | < 0.10 | < 0.10 | < 0.10 | < 0.10 | < 0.10 | < 0.10 | < 0.10 | < 5 | < 0.10 | < 0.10 | < 0.20 | < 0.10 | < 0.010 | < 0.010 |  | < 0.010 | < 0.010 | < 0.010 | < 0.010 | < 0.010 | < 0.030 | < 0.010 | < 0.010 | < 0.010 | < 0.010 | < 0.010 | < 0.010 | < 0.010 | < 0.010 | < 0.010 | < 0.010 | < 0.010 | < 0.010 | < 0.010 | < 0.50 | < 0.50 | < 0.50 | < 0.50 | < 0.50 | < 0.50 | < 0.50 | < 0.50 | < 0.50 | < 0.50 | < 0.50 | < 0.50 | < 0.50 | < 0.50 | < 0.50 | < 0.50 | < 0.50 | < 0.50 | < 0.50 | < 0.50 | < 0.50 | < 0.50 | < 0.50 | < 0.50 | < 0.50 | < 0.50 | < 0.50 | < 0.50 | < 0.50 | < 0.50 | < 0.50 | < 0.50 | < 0.50 | < 0.50 | < 0.50 | < 0.50 | < 0.50 | < 0.50 | < 0.50 | < 0.50 | < 0.50 | < 0.50
22-22282 | 1448780 | G8 | WATER | Surface Water | 2022-06-14 | 2022-06-14 | 2022 | 2022 | G8¦44726 | G8¦44726 | 7.4 | 780 |  |  | 12 | 170 | 350 | 68 | 86 | 0.12 | 3.6 | 1.3 |  | 110 | 0.86 |  |  | < 20 | < 0.0050 | 150 | 10 | 25 | 160 | 1.5 | 84 | < 0.11 | < 0.50 | < 0.50 | 270 | < 0.50 | < 0.50 | 5.8 | < 0.010 | 37 | 0.42 | [11 empty] | 5.3 |  |  | < 0.50 | < 0.50 | < 0.50 | < 0.50 | < 0.50 | < 0.50 | < 0.50 | < 0.50 | < 0.50 | < 0.50 | < 0.50 | < 0.50 | < 0.50 | < 0.50 | < 0.50 | < 0.50 | < 0.20 | < 0.10 | < 0.10 | < 0.10 | < 2.0 | < 0.20 | < 0.10 | < 0.10 | < 0.10 | < 0.10 | < 0.10 | < 0.50 | < 0.10 | < 0.10 | < 0.10 | < 0.10 | < 0.10 | < 0.20 | < 0.10 | < 0.10 | < 0.10 | < 0.50 | < 1.0 | < 0.10 | < 1.0 | < 0.1 | < 0.10 | < 0.20 | < 1.0 | < 0.50 | < 0.10 | < 0.20 | < 0.10 | < 0.10 | < 0.10 | < 0.10 | < 1.0 | < 0.10 | < 0.10 | < 5 | < 0.10 | < 0.10 | < 0.10 | < 0.10 | < 0.10 | < 0.10 | < 0.10 | < 0.10 | < 0.10 | < 0.10 | < 0.10 | < 0.10 | < 5 | < 0.10 | < 0.10 | < 0.20 | < 0.10 | < 0.010 | < 0.010 |  | < 0.010 | < 0.010 | < 0.010 |  |  |  | < 0.010 | < 0.010 | < 0.010 | < 0.010 | < 0.010 | < 0.010 | [7 empty] | < 0.50 | < 0.50 | < 0.50 | < 0.50 | < 0.50 | < 0.50 | < 0.50 | < 0.50 | < 0.50 | < 0.50 | < 0.50 | < 0.50 | < 0.50 | < 0.50 | < 0.50 | < 0.50 | < 0.50 | < 0.50 | < 0.50 | < 0.50 | < 0.50 | < 0.50 | < 0.50 | < 0.50 | < 0.50 | < 0.50 | < 0.50 | < 0.50 | < 0.50 | < 0.50 | < 0.50 | < 0.50 | < 0.50 | < 0.50 | < 0.50 | < 0.50 | < 0.50 | < 0.50 | < 0.50 | < 0.50 | < 0.50 | < 0.50
22-22282 | 1448781 | G1 | WATER | Surface Water | 2022-06-14 | 2022-06-14 | 2022 | 2022 | G1¦44726 | G1¦44726 | 7.6 | 250 |  |  | 19 | 230 | 140 | 40 | 50 | 0.14 | 7.7 | 1.3 |  | 90 | 1.8 |  |  | < 20 | < 0.0050 | 150 | 7.4 | 13 | 61 | 1.3 | 40 | < 0.11 | < 0.50 | < 0.50 | 130 | < 0.50 | < 0.50 | 6.4 | < 0.010 | 21 | 0.42 | [11 empty] | 5.6 |  |  | < 0.50 | < 0.50 | < 0.50 | < 0.50 | < 0.50 | < 0.50 | < 0.50 | < 0.50 | < 0.50 | < 0.50 | < 0.50 | < 0.50 | < 0.50 | < 0.50 | < 0.50 | < 0.50 | < 0.20 | < 0.10 | < 0.10 | < 0.10 | < 2.0 | < 0.20 | < 0.10 | < 0.10 | < 0.10 | < 0.10 | < 0.10 | < 0.50 | < 0.10 | < 0.10 | < 0.10 | < 0.10 | < 0.10 | < 0.20 | < 0.10 | < 0.10 | < 0.10 | < 0.50 | < 1.0 | < 0.10 | < 1.0 | < 0.1 | < 0.10 | < 0.20 | < 1.0 | < 0.50 | < 0.10 | < 0.20 | < 0.10 | < 0.10 | < 0.10 | < 0.10 | < 1.0 | < 0.10 | < 0.10 | < 5 | < 0.10 | < 0.10 | < 0.10 | < 0.10 | < 0.10 | < 0.10 | < 0.10 | < 0.10 | < 0.10 | < 0.10 | < 0.10 | < 0.10 | < 5 | < 0.10 | < 0.10 | < 0.20 | < 0.10 | < 0.010 | < 0.010 |  | < 0.010 | < 0.010 | < 0.010 |  |  |  | < 0.010 | < 0.010 | < 0.010 | < 0.010 | < 0.010 | < 0.010 | [7 empty] | < 0.50 | < 0.50 | < 0.50 | < 0.50 | < 0.50 | < 0.50 | < 0.50 | < 0.50 | < 0.50 | < 0.50 | < 0.50 | < 0.50 | < 0.50 | < 0.50 | < 0.50 | < 0.50 | < 0.50 | < 0.50 | < 0.50 | < 0.50 | < 0.50 | < 0.50 | < 0.50 | < 0.50 | < 0.50 | < 0.50 | < 0.50 | < 0.50 | < 0.50 | < 0.50 | < 0.50 | < 0.50 | < 0.50 | < 0.50 | < 0.50 | < 0.50 | < 0.50 | < 0.50 | < 0.50 | < 0.50 | < 0.50 | < 0.50
22-22281 | 1448778 | G3 | WATER | Surface Water | 2022-06-14 | 2022-06-14 | 2022 | 2022 | G3¦44726 | G3¦44726 | 7.2 | 160 |  |  | 25 | 230 | 97 | 51 | 64 | 0.37 | 5.9 | 1.2 |  | 110 | 1.5 |  |  | < 20 | < 0.0050 | 140 | 9.1 | 12 | 52 | 0.74 | 160 | < 0.11 | 1.1 | < 0.50 | 12 | < 0.50 | < 0.50 | 3.6 | < 0.010 | < 5.0 | 0.39 | [11 empty] | 4.5 |  |  | < 0.50 | < 0.50 | < 0.50 | < 0.50 | < 0.50 | < 0.50 | < 0.50 | < 0.50 | < 0.50 | < 0.50 | < 0.50 | < 0.50 | < 0.50 | < 0.50 | < 0.50 | < 0.50 | < 0.20 | < 0.10 | < 0.10 | < 0.10 | < 2.0 | < 0.20 | < 0.10 | < 0.10 | < 0.10 | < 0.10 | < 0.10 | < 0.50 | < 0.10 | < 0.10 | < 0.10 | < 0.10 | < 0.10 | < 0.20 | < 0.10 | < 0.10 | < 0.10 | < 0.50 | < 1.0 | < 0.10 | < 1.0 | < 0.1 | < 0.10 | < 0.20 | < 1.0 | < 0.50 | < 0.10 | < 0.20 | < 0.10 | < 0.10 | < 0.10 | < 0.10 | < 1.0 | < 0.10 | < 0.10 | < 5 | < 0.10 | < 0.10 | < 0.10 | < 0.10 | < 0.10 | < 0.10 | < 0.10 | < 0.10 | < 0.10 | < 0.10 | < 0.10 | < 0.10 | < 5 | < 0.10 | < 0.10 | < 0.20 | < 0.10 | < 0.010 | < 0.010 |  | < 0.010 | < 0.010 | < 0.010 |  |  |  | < 0.010 | < 0.010 | < 0.010 | < 0.010 | < 0.010 | < 0.010 | [7 empty] | < 0.50 | < 0.50 | < 0.50 | < 0.50 | < 0.50 | < 0.50 | < 0.50 | < 0.50 | < 0.50 | < 0.50 | < 0.50 | < 0.50 | < 0.50 | < 0.50 | < 0.50 | < 0.50 | < 0.50 | < 0.50 | < 0.50 | < 0.50 | < 0.50 | < 0.50 | < 0.50 | < 0.50 | < 0.50 | < 0.50 | < 0.50 | < 0.50 | < 0.50 | < 0.50 | < 0.50 | < 0.50 | < 0.50 | < 0.50 | < 0.50 | < 0.50 | < 0.50 | < 0.50 | < 0.50 | < 0.50 | < 0.50 | < 0.50
22-22281 | 1448779 | G4 | WATER | Surface Water | 2022-06-14 | 2022-06-14 | 2022 | 2022 | G4¦44726 | G4¦44726 | 7.9 | 150 |  |  | 13 | 160 | 110 | 67 | 82 | 0.15 | 23 | 1.3 |  | 110 | 5.2 |  |  | < 20 | < 0.0050 | 150 | 8.9 | 12 | 59 | 1.2 | 180 | < 0.11 | < 0.50 | < 0.50 | 51 | < 0.50 | < 0.50 | 5.9 | < 0.010 | < 5.0 | 0.42 | [11 empty] | 5.6 |  |  | < 0.50 | < 0.50 | < 0.50 | < 0.50 | < 0.50 | < 0.50 | < 0.50 | < 0.50 | < 0.50 | < 0.50 | < 0.50 | < 0.50 | < 0.50 | < 0.50 | < 0.50 | < 0.50 | < 0.20 | < 0.10 | < 0.10 | < 0.10 | < 2.0 | < 0.20 | < 0.10 | < 0.10 | < 0.10 | < 0.10 | < 0.10 | < 0.50 | < 0.10 | < 0.10 | < 0.10 | < 0.10 | < 0.10 | < 0.20 | < 0.10 | < 0.10 | < 0.10 | < 0.50 | < 1.0 | < 0.10 | < 1.0 | < 0.1 | < 0.10 | < 0.20 | < 1.0 | < 0.50 | < 0.10 | < 0.20 | < 0.10 | < 0.10 | < 0.10 | < 0.10 | < 1.0 | < 0.10 | < 0.10 | < 5 | < 0.10 | < 0.10 | < 0.10 | < 0.10 | < 0.10 | < 0.10 | < 0.10 | < 0.10 | < 0.10 | < 0.10 | < 0.10 | < 0.10 | < 5 | < 0.10 | < 0.10 | < 0.20 | < 0.10 | < 0.010 | < 0.010 |  | < 0.010 | < 0.010 | < 0.010 |  |  |  | < 0.010 | < 0.010 | < 0.010 | < 0.010 | < 0.010 | < 0.010 | [7 empty] | < 0.50 | < 0.50 | < 0.50 | < 0.50 | < 0.50 | < 0.50 | < 0.50 | < 0.50 | < 0.50 | < 0.50 | < 0.50 | < 0.50 | < 0.50 | < 0.50 | < 0.50 | < 0.50 | < 0.50 | < 0.50 | < 0.50 | < 0.50 | < 0.50 | < 0.50 | < 0.50 | < 0.50 | < 0.50 | < 0.50 | < 0.50 | < 0.50 | < 0.50 | < 0.50 | < 0.50 | < 0.50 | < 0.50 | < 0.50 | < 0.50 | < 0.50 | < 0.50 | < 0.50 | < 0.50 | < 0.50 | < 0.50 | < 0.50
22-22842 | 1451253 | G5 | WATER | Surface Water | 2022-06-16 | 2022-06-16 | 2022 | 2022 | G5¦44728 | G5¦44728 | 9.2 | 770 |  |  | 30 | 730 | 180 | 0.51 | 0.36 | 1.1 | 66 | 1.2 |  | 130 | 15 |  |  | [B] < 20 | < 0.0050 | 150 | 17 | 13 | 97 | 1.9 | 66 | < 0.11 | 0.75 | 3 | 11 | 0.83 | < 0.50 | 13 | < 0.010 | 16 | 0.39 | [11 empty] | 7.7 |  |  | < 0.50 | < 0.50 | < 0.50 | < 0.50 | < 0.50 | < 0.50 | < 0.50 | < 0.50 | < 0.50 | < 0.50 | < 0.50 | < 0.50 | < 0.50 | < 0.50 | < 0.50 | < 0.50 | < 0.20 | < 0.10 | < 0.10 | < 0.10 | < 2.0 | < 0.20 | < 0.10 | < 0.10 | < 0.10 | < 0.10 | < 0.10 | < 0.50 | < 0.10 | < 0.10 | < 0.10 | < 0.10 | < 0.10 | < 0.20 | < 0.10 | < 0.10 | < 0.10 | < 0.50 | < 1.0 | < 0.10 | < 1.0 | < 0.1 | < 0.10 | < 0.20 | < 1.0 | < 0.50 | < 0.10 | < 0.20 | < 0.10 | < 0.10 | < 0.10 | < 0.10 | < 1.0 | < 0.10 | < 0.10 | < 5 | < 0.10 | < 0.10 | < 0.10 | < 0.10 | < 0.10 | < 0.10 | < 0.10 | < 0.10 | < 0.10 | < 0.10 | < 0.10 | < 0.10 | < 5 | < 0.10 | < 0.10 | < 0.20 | < 0.10 | < 0.010 | < 0.010 |  | < 0.010 | < 0.010 | < 0.010 |  |  |  | < 0.010 | < 0.010 | < 0.010 | < 0.010 | < 0.010 | < 0.010 | [7 empty] | < 0.50 | < 0.50 | < 0.50 | < 0.50 | < 0.50 | < 0.50 | < 0.50 | < 0.50 | < 0.50 | < 0.50 | < 0.50 | < 0.50 | < 0.50 | < 0.50 | < 0.50 | < 0.50 | < 0.50 | < 0.50 | < 0.50 | < 0.50 | < 0.50 | < 0.50 | < 0.50 | < 0.50 | < 0.50 | < 0.50 | < 0.50 | < 0.50 | < 0.50 | < 0.50 | < 0.50 | < 0.50 | < 0.50 | < 0.50 | < 0.50 | < 0.50 | < 0.50 | < 0.50 | < 0.50 | < 0.50 | < 0.50 | < 0.50
22-23822 | 1455453 | G7A | WATER | Surface Water | 2022-06-22 | 2022-06-22 | 2022 | 2022 | G7A¦44734 | G7A¦44734 | 8.1 | 950 |  |  | 16 | 460 | 150 | 0.23 | 0.27 | 0.2 | 7.1 | < 0.20 |  | 90 | 1.7 |  |  | < 20 | < 0.0050 | 140 | 9.5 | 12 | 59 | 1.8 | 520 | 0.37 | < 0.50 | 2.2 | 22 | 0.57 | < 0.50 | 4.9 | 0.29 | 6.2 | 0.052 | [11 empty] | 5.3 |  |  | < 0.50 | < 0.50 | < 0.50 | < 0.50 | < 0.50 | < 0.50 | < 0.50 | < 0.50 | < 0.50 | < 0.50 | < 0.50 | < 0.50 | < 0.50 | < 0.50 | < 0.50 | < 0.50 | < 0.20 | < 0.10 | < 0.10 | < 0.10 | < 2.0 | < 0.20 | < 0.10 | < 0.10 | < 0.10 | < 0.10 | < 0.10 | < 0.50 | < 0.10 | < 0.10 | < 0.10 | < 0.10 | < 0.10 | < 0.20 | < 0.10 | < 0.10 | < 0.10 | < 0.50 | < 1.0 | < 0.10 | < 1.0 | < 0.1 | < 0.10 | < 0.20 | < 1.0 | < 0.50 | < 0.10 | < 0.20 | < 0.10 | < 0.10 | < 0.10 | < 0.10 | < 1.0 | < 0.10 | < 0.10 | < 5 | < 0.10 | < 0.10 | < 0.10 | < 0.10 | < 0.10 | < 0.10 | < 0.10 | < 0.10 | < 0.10 | < 0.10 | < 0.10 | < 0.10 | < 5 | < 0.10 | < 0.10 | < 0.20 | < 0.10 | < 0.010 | < 0.010 |  | < 0.010 | < 0.010 | < 0.010 |  |  |  | < 0.010 | < 0.010 | < 0.010 | < 0.010 | < 0.010 | < 0.010 | [7 empty] | < 0.50 | < 0.50 | < 0.50 | < 0.50 | < 0.50 | < 0.50 | < 0.50 | < 0.50 | < 0.50 | < 0.50 | < 0.50 | < 0.50 | < 0.50 | < 0.50 | < 0.50 | < 0.50 | < 0.50 | < 0.50 | < 0.50 | < 0.50 | < 0.50 | < 0.50 | < 0.50 | < 0.50 | < 0.50 | < 0.50 | < 0.50 | < 0.50 | < 0.50 | < 0.50 | < 0.50 | < 0.50 | < 0.50 | < 0.50 | < 0.50 | < 0.50 | < 0.50 | < 0.50 | < 0.50 | < 0.50 | < 0.50 | < 0.50
22-24515 | 1458387 | G6a | WATER | Surface Water | 2022-06-28 | 2022-06-28 | 2022 | 2022 | G6a¦44740 | G6a¦44740 | 8.9 | 980 |  |  | 190 | 190 | 110 | 0.61 | 0.54 | 0.75 | 5.8 | < 0.20 |  | 110 | 1.5 |  |  | < 20 | < 0.0050 | 140 | 7.1 | 12 | 55 | 2.8 | 40 | 0.56 | 10 | 2.1 | 6 | 4.7 | 0.95 | 9.6 | < 0.010 | 36 | < 0.020 | [11 empty] | 4.4 |  |  | < 0.50 | < 0.50 | < 0.50 | < 0.50 | < 0.50 | < 0.50 | < 0.50 | < 0.50 | < 0.50 | < 0.50 | < 0.50 | < 0.50 | < 0.50 | < 0.50 | < 0.50 | < 0.50 | < 0.20 | < 0.10 | < 0.10 | < 0.10 | < 2.0 | < 0.20 | < 0.10 | < 0.10 | < 0.10 | < 0.10 | < 0.10 | < 0.50 | < 0.10 | < 0.10 | < 0.10 | < 0.10 | < 0.10 | < 0.20 | < 0.10 | < 0.10 | < 0.10 | < 0.50 | < 1.0 | < 0.10 | < 1.0 | < 0.1 | < 0.10 | < 0.20 | < 1.0 | < 0.50 | < 0.10 | < 0.20 | < 0.10 | < 0.10 | < 0.10 | < 0.10 | < 1.0 | < 0.10 | < 0.10 | < 5 | < 0.10 | < 0.10 | < 0.10 | < 0.10 | < 0.10 | < 0.10 | < 0.10 | < 0.10 | < 0.10 | < 0.10 | < 0.10 | < 0.10 | < 5 | < 0.10 | < 0.10 | < 0.20 | < 0.10 | < 0.010 | < 0.010 |  | < 0.010 | < 0.010 | < 0.010 |  |  |  | < 0.010 | < 0.010 | < 0.010 | < 0.010 | < 0.010 | < 0.010 | [7 empty] | < 0.50 | < 0.50 | < 0.50 | < 0.50 | < 0.50 | < 0.50 | < 0.50 | < 0.50 | < 0.50 | < 0.50 | < 0.50 | < 0.50 | < 0.50 | < 0.50 | < 0.50 | < 0.50 | < 0.50 | < 0.50 | < 0.50 | < 0.50 | < 0.50 | < 0.50 | < 0.50 | < 0.50 | < 0.50 | < 0.50 | < 0.50 | < 0.50 | < 0.50 | < 0.50 | < 0.50 | < 0.50 | < 0.50 | < 0.50 | < 0.50 | < 0.50 | < 0.50 | < 0.50 | < 0.50 | < 0.50 | < 0.50 | < 0.50
|  | Summary | Max | [6 empty] | Max | 9.2 | 1200 | 0 | 13 | 130 | 730 | 180 | 0.65 | 0.79 | 1.1 | 72 | 1.6 | 0.2 | 130 | 16 | 2.2 | 11 | 0 | 0 | 170 | 17 | 13 | 98 | 2 | 490 | 0.087 | 13 | 3.1 | 640 | 7 | 0 | 19 | 0 | 440 | 0.52 | 1.9 | 42 | 0 | 2.2 | 0 | 420 | 0 | 1.2 | 0 | 4.1 | 11 | 12 | 11 | 0 | 0 | 0 | 0 | 0 | 0 | 0 | 0 | 0 | 0 | 0 | 0 | 0 | 0 | 0 | 0 | 0 | 0 | 0 | 0 | 0 | 0 | 0 | 0 | 0 | 0 | 0 | 0 | 0 | 0 | 0 | 0 | 0 | 0 | 0 | 0.77 | 0 | 0 | 0 | 0 | 0 | 0 | 0 | 0 | 0 | 0 | 0 | 0 | 0 | 0 | 0 | 0 | 0 | 0 | 0 | 0 | 0 | 0 | 0 | 0 | 0 | 0 | 0 | 0 | 0 | 0 | 0 | 0 | 0 | 0 | 0 | 0 | 0 | 0 | 0 | 0 | 0 | 0 | 0 | 0 | 0 | 0 | 0 | 0 | 0 | 0 | 0 | 0 | 0 | 0 | 0 | 0 | 0 | 0 | 0 | 0 | 0 | 0 | 0 | 0 | 0 | 0 | 0 | 0 | 0 | 0 | 0 | 0 | 0 | 0 | 0 | 0 | 0 | 0 | 0 | 0 | 0 | 0 | 0 | 0 | 0 | 0 | 0 | 0 | 0 | 0 | 0 | 0 | 0 | 0 | 0 | 0 | 0 | 0 | 0 | 0 | 0 | 0
|  | Summary | Min | [6 empty] | Min | 7.5 | 770 | 0 | 12 | 10 | 250 | 73 | 0.15 | 0.19 | 0.31 | 31 | 0.31 | 0.18 | 78 | 7.2 | 1.1 | 1 | 0 | 0 | 130 | 7.1 | 7.9 | 43 | 0.69 | 20 | 0.087 | 0.75 | 0.99 | 11 | 0.83 | 0 | 3.8 | 0 | 16 | 0.055 | 1.8 | 38 | 0 | 2 | 0 | 390 | 0 | 1.2 | 0 | 3.7 | 10 | 7.7 | 4.7 | 0 | 0 | 0 | 0 | 0 | 0 | 0 | 0 | 0 | 0 | 0 | 0 | 0 | 0 | 0 | 0 | 0 | 0 | 0 | 0 | 0 | 0 | 0 | 0 | 0 | 0 | 0 | 0 | 0 | 0 | 0 | 0 | 0 | 0 | 0 | 0.77 | 0 | 0 | 0 | 0 | 0 | 0 | 0 | 0 | 0 | 0 | 0 | 0 | 0 | 0 | 0 | 0 | 0 | 0 | 0 | 0 | 0 | 0 | 0 | 0 | 0 | 0 | 0 | 0 | 0 | 0 | 0 | 0 | 0 | 0 | 0 | 0 | 0 | 0 | 0 | 0 | 0 | 0 | 0 | 0 | 0 | 0 | 0 | 0 | 0 | 0 | 0 | 0 | 0 | 0 | 0 | 0 | 0 | 0 | 0 | 0 | 0 | 0 | 0 | 0 | 0 | 0 | 0 | 0 | 0 | 0 | 0 | 0 | 0 | 0 | 0 | 0 | 0 | 0 | 0 | 0 | 0 | 0 | 0 | 0 | 0 | 0 | 0 | 0 | 0 | 0 | 0 | 0 | 0 | 0 | 0 | 0 | 0 | 0 | 0 | 0 | 0 | 0
|  | Summary | Average | [6 empty] | Average | 8.0889 | 1042.2222 | #DIV/0! | 12.5 | 50.7143 | 402.2222 | 124.4444 | 0.3425 | 0.41222 | 0.61 | 51.8889 | 0.72 | 0.19 | 100.6667 | 11.85 | 1.65 | 4.6667 | #DIV/0! | #DIV/0! | 147.7778 | 11.1111 | 10.3444 | 69.4444 | 1.4512 | 111.1111 | 0.087 | 3.55 | 2.0983 | 200.4 | 2.4412 | #DIV/0! | 11.4111 | #DIV/0! | 241.4444 | 0.22083 | 1.85 | 40 | #DIV/0! | 2.1 | #DIV/0! | 405 | #DIV/0! | 1.2 | #DIV/0! | 3.9 | 10.5 | 10.06 | 7.9 | #DIV/0! | #DIV/0! | #DIV/0! | #DIV/0! | #DIV/0! | #DIV/0! | #DIV/0! | #DIV/0! | #DIV/0! | #DIV/0! | #DIV/0! | #DIV/0! | #DIV/0! | #DIV/0! | #DIV/0! | #DIV/0! | #DIV/0! | #DIV/0! | #DIV/0! | #DIV/0! | #DIV/0! | #DIV/0! | #DIV/0! | #DIV/0! | #DIV/0! | #DIV/0! | #DIV/0! | #DIV/0! | #DIV/0! | #DIV/0! | #DIV/0! | #DIV/0! | #DIV/0! | #DIV/0! | #DIV/0! | 0.77 | #DIV/0! | #DIV/0! | #DIV/0! | #DIV/0! | #DIV/0! | #DIV/0! | #DIV/0! | #DIV/0! | #DIV/0! | #DIV/0! | #DIV/0! | #DIV/0! | #DIV/0! | #DIV/0! | #DIV/0! | #DIV/0! | #DIV/0! | #DIV/0! | #DIV/0! | #DIV/0! | #DIV/0! | #DIV/0! | #DIV/0! | #DIV/0! | #DIV/0! | #DIV/0! | #DIV/0! | #DIV/0! | #DIV/0! | #DIV/0! | #DIV/0! | #DIV/0! | #DIV/0! | #DIV/0! | #DIV/0! | #DIV/0! | #DIV/0! | #DIV/0! | #DIV/0! | #DIV/0! | #DIV/0! | #DIV/0! | #DIV/0! | #DIV/0! | #DIV/0! | #DIV/0! | #DIV/0! | #DIV/0! | #DIV/0! | #DIV/0! | #DIV/0! | #DIV/0! | #DIV/0! | #DIV/0! | #DIV/0! | #DIV/0! | #DIV/0! | #DIV/0! | #DIV/0! | #DIV/0! | #DIV/0! | #DIV/0! | #DIV/0! | #DIV/0! | #DIV/0! | #DIV/0! | #DIV/0! | #DIV/0! | #DIV/0! | #DIV/0! | #DIV/0! | #DIV/0! | #DIV/0! | #DIV/0! | #DIV/0! | #DIV/0! | #DIV/0! | #DIV/0! | #DIV/0! | #DIV/0! | #DIV/0! | #DIV/0! | #DIV/0! | #DIV/0! | #DIV/0! | #DIV/0! | #DIV/0! | #DIV/0! | #DIV/0! | #DIV/0! | #DIV/0! | #DIV/0! | #DIV/0! | #DIV/0! | #DIV/0! | #DIV/0! | #DIV/0! | #DIV/0! | #DIV/0! | #DIV/0! | #DIV/0! | #DIV/0!
|  | Summary | Count of detection | [6 empty] | Count of detection | 9 | 9 | 0 | 2 | 7 | 9 | 9 | 8 | 9 | 8 | 9 | 7 | 2 | 9 | 8 | 2 | 3 | 0 | 0 | 9 | 9 | 9 | 9 | 8 | 9 | 1 | 7 | 6 | 5 | 8 | 0 | 9 | 0 | 9 | 6 | 2 | 2 | 0 | 2 | 0 | 2 | 0 | 2 | 0 | 2 | 2 | 5 | 4 | 0 | 0 | 0 | 0 | 0 | 0 | 0 | 0 | 0 | 0 | 0 | 0 | 0 | 0 | 0 | 0 | 0 | 0 | 0 | 0 | 0 | 0 | 0 | 0 | 0 | 0 | 0 | 0 | 0 | 0 | 0 | 0 | 0 | 0 | 0 | 1 | 0 | 0 | 0 | 0 | 0 | 0 | 0 | 0 | 0 | 0 | 0 | 0 | 0 | 0 | 0 | 0 | 0 | 0 | 0 | 0 | 0 | 0 | 0 | 0 | 0 | 0 | 0 | 0 | 0 | 0 | 0 | 0 | 0 | 0 | 0 | 0 | 0 | 0 | 0 | 0 | 0 | 0 | 0 | 0 | 0 | 0 | 0 | 0 | 0 | 0 | 0 | 0 | 0 | 0 | 0 | 0 | 0 | 0 | 0 | 0 | 0 | 0 | 0 | 0 | 0 | 0 | 0 | 0 | 0 | 0 | 0 | 0 | 0 | 0 | 0 | 0 | 0 | 0 | 0 | 0 | 0 | 0 | 0 | 0 | 0 | 0 | 0 | 0 | 0 | 0 | 0 | 0 | 0 | 0 | 0 | 0 | 0 | 0 | 0 | 0 | 0 | 0
|  | Summary | Count of tests | [6 empty] | Count of tests | 9 | 9 | 2 | 2 | 9 | 9 | 9 | 9 | 9 | 9 | 9 | 9 | 3 | 9 | 9 | 4 | 5 | 3 | 9 | 9 | 9 | 9 | 9 | 9 | 9 | 9 | 9 | 9 | 9 | 9 | 9 | 9 | 9 | 9 | 6 | 2 | 2 | 2 | 2 | 2 | 2 | 2 | 2 | 2 | 2 | 4 | 6 | 4 | 8 | 9 | 9 | 9 | 9 | 9 | 9 | 9 | 9 | 9 | 9 | 9 | 9 | 9 | 9 | 9 | 9 | 9 | 9 | 9 | 9 | 9 | 9 | 9 | 9 | 9 | 9 | 9 | 9 | 9 | 9 | 9 | 9 | 9 | 9 | 9 | 9 | 9 | 9 | 9 | 9 | 9 | 9 | 9 | 9 | 9 | 9 | 9 | 9 | 9 | 9 | 9 | 9 | 9 | 9 | 9 | 9 | 9 | 9 | 9 | 9 | 9 | 9 | 9 | 9 | 9 | 9 | 9 | 9 | 9 | 9 | 9 | 9 | 9 | 9 | 9 | 2 | 9 | 9 | 9 | 8 | 8 | 8 | 7 | 7 | 7 | 7 | 7 | 7 | 6 | 6 | 6 | 6 | 6 | 6 | 6 | 5 | 5 | 5 | 5 | 5 | 5 | 5 | 5 | 5 | 5 | 5 | 5 | 5 | 5 | 5 | 5 | 5 | 5 | 5 | 5 | 5 | 5 | 5 | 5 | 5 | 5 | 5 | 5 | 5 | 5 | 5 | 5 | 5 | 5 | 5 | 5 | 5 | 5 | 5 | 5 | 5 | 5
|  | Summary | Max (values below LOD treated as LOD) | [6 empty] | Max (values below LOD treated as LOD) | 9.2 | 1200 | 1 | 13 | 130 | 730 | 180 | 0.65 | 0.79 | 1.1 | 72 | 1.6 | 0.2 | 130 | 16 | 2.2 | 20 | 20 | 0.005 | 170 | 17 | 13 | 98 | 2 | 490 | 0.11 | 13 | 3.1 | 640 | 7 | 1 | 19 | 0.01 | 440 | 0.52 | 1.9 | 42 | 0.08 | 2.2 | 1 | 420 | 1 | 1.2 | 1 | 4.1 | 11 | 12 | 11 | 10 | 0.5 | 0.5 | 0.5 | 0.5 | 0.5 | 0.5 | 0.5 | 0.5 | 0.5 | 0.5 | 0.5 | 0.5 | 0.5 | 0.5 | 0.5 | 0.5 | 2 | 1 | 1 | 1 | 5 | 2 | 1 | 1 | 1 | 1 | 1 | 5 | 1 | 1 | 1 | 1 | 1 | 2 | 1 | 1 | 10 | 5 | 10 | 1 | 10 | 10 | 1 | 2 | 10 | 5 | 1 | 2 | 1 | 1 | 1 | 1 | 1 | 1 | 1 | 50 | 1 | 1 | 1 | 1 | 1 | 1 | 1 | 1 | 1 | 1 | 1 | 1 | 50 | 1 | 1 | 2 | 1 | 0.01 | 0.01 | 0.01 | 0.01 | 0.01 | 0.01 | 0.01 | 0.01 | 0.03 | 0.01 | 0.01 | 0.01 | 0.01 | 0.01 | 0.01 | 0.01 | 0.01 | 0.01 | 0.01 | 0.01 | 0.01 | 0.01 | 0.5 | 0.5 | 0.5 | 0.5 | 0.5 | 0.5 | 0.5 | 0.5 | 0.5 | 0.5 | 0.5 | 0.5 | 0.5 | 0.5 | 0.5 | 0.5 | 0.5 | 0.5 | 0.5 | 0.5 | 0.5 | 0.5 | 0.5 | 0.5 | 0.5 | 0.5 | 0.5 | 0.5 | 0.5 | 0.5 | 0.5 | 0.5 | 0.5 | 0.5 | 0.5 | 0.5 | 0.5 | 0.5 | 0.5 | 0.5 | 0.5 | 0.5
|  | Summary | Min (values below LOD treated as LOD) | [6 empty] | Min (values below LOD treated as LOD) | 7.5 | 770 | 1 | 12 | 5 | 250 | 73 | 0.15 | 0.19 | 0.31 | 31 | 0.2 | 0.18 | 78 | 7.2 | 0.1 | 1 | 20 | 0.005 | 130 | 7.1 | 7.9 | 43 | 0.69 | 20 | 0.08 | 0.5 | 0.99 | 1 | 0.83 | 0.5 | 3.8 | 0.01 | 16 | 0.055 | 1.8 | 38 | 0.08 | 2 | 1 | 390 | 1 | 1.2 | 1 | 3.7 | 10 | 7.7 | 4.7 | 10 | 0.01 | 0.01 | 0.01 | 0.01 | 0.01 | 0.01 | 0.01 | 0.01 | 0.01 | 0.01 | 0.01 | 0.01 | 0.01 | 0.01 | 0.01 | 0.01 | 0.2 | 0.1 | 0.1 | 0.1 | 2 | 0.2 | 0.1 | 0.1 | 0.1 | 0.1 | 0.1 | 0.5 | 0.1 | 0.1 | 0.1 | 0.1 | 0.1 | 0.2 | 0.1 | 0.1 | 0.1 | 0.5 | 1 | 0.1 | 1 | 0.1 | 0.1 | 0.2 | 1 | 0.5 | 0.1 | 0.2 | 0.1 | 0.1 | 0.1 | 0.1 | 1 | 0.1 | 0.1 | 5 | 0.1 | 0.1 | 0.1 | 0.1 | 0.1 | 0.1 | 0.1 | 0.1 | 0.1 | 0.1 | 0.1 | 0.1 | 5 | 0.1 | 0.1 | 0.2 | 0.1 | 0.01 | 0.01 | 0.01 | 0.01 | 0.01 | 0.01 | 0.01 | 0.01 | 0.03 | 0.01 | 0.01 | 0.01 | 0.01 | 0.01 | 0.01 | 0.01 | 0.01 | 0.01 | 0.01 | 0.01 | 0.01 | 0.01 | 0.5 | 0.5 | 0.5 | 0.5 | 0.5 | 0.5 | 0.5 | 0.5 | 0.5 | 0.5 | 0.5 | 0.5 | 0.5 | 0.5 | 0.5 | 0.5 | 0.5 | 0.5 | 0.5 | 0.5 | 0.5 | 0.5 | 0.5 | 0.5 | 0.5 | 0.5 | 0.5 | 0.5 | 0.5 | 0.5 | 0.5 | 0.5 | 0.5 | 0.5 | 0.5 | 0.5 | 0.5 | 0.5 | 0.5 | 0.5 | 0.5 | 0.5
|  | Summary | Average (values below LOD treated as LOD) | [6 empty] | Average (values below LOD treated as LOD) | 8.0889 | 1042.2222 | 1 | 12.5 | 40.5556 | 402.2222 | 124.4444 | 0.3425 | 0.41222 | 0.61 | 51.8889 | 0.655 | 0.19 | 100.6667 | 11.85 | 0.875 | 10.8 | 20 | 0.005 | 147.7778 | 11.1111 | 10.3444 | 69.4444 | 1.4011 | 111.1111 | 0.090778 | 2.9278 | 1.7322 | 143.4286 | 2.2811 | 0.83333 | 11.4111 | 0.01 | 241.4444 | 0.22083 | 1.85 | 40 | 0.08 | 2.1 | 1 | 405 | 1 | 1.2 | 1 | 3.9 | 10.5 | 10.06 | 7.9 | 10 | 0.084444 | 0.084444 | 0.084444 | 0.084444 | 0.084444 | 0.084444 | 0.084444 | 0.084444 | 0.084444 | 0.084444 | 0.084444 | 0.084444 | 0.084444 | 0.084444 | 0.084444 | 0.084444 | 0.6 | 0.6 | 0.6 | 0.6 | 3.6667 | 1.2 | 0.6 | 0.6 | 0.6 | 0.6 | 0.6 | 3 | 0.6 | 0.6 | 0.6 | 0.6 | 0.6 | 1.2 | 0.67444 | 0.6 | 5.6 | 3 | 6 | 0.6 | 6 | 5.6 | 0.6 | 1.2 | 6 | 3 | 0.6 | 1.2 | 0.6 | 0.6 | 0.6 | 0.6 | 1 | 0.6 | 0.6 | 30 | 0.6 | 0.6 | 0.6 | 0.6 | 0.6 | 0.6 | 0.6 | 0.6 | 0.6 | 0.6 | 0.6 | 0.6 | 30 | 0.6 | 0.6 | 1.2 | 0.6 | 0.01 | 0.01 | 0.01 | 0.01 | 0.01 | 0.01 | 0.01 | 0.01 | 0.03 | 0.01 | 0.01 | 0.01 | 0.01 | 0.01 | 0.01 | 0.01 | 0.01 | 0.01 | 0.01 | 0.01 | 0.01 | 0.01 | 0.5 | 0.5 | 0.5 | 0.5 | 0.5 | 0.5 | 0.5 | 0.5 | 0.5 | 0.5 | 0.5 | 0.5 | 0.5 | 0.5 | 0.5 | 0.5 | 0.5 | 0.5 | 0.5 | 0.5 | 0.5 | 0.5 | 0.5 | 0.5 | 0.5 | 0.5 | 0.5 | 0.5 | 0.5 | 0.5 | 0.5 | 0.5 | 0.5 | 0.5 | 0.5 | 0.5 | 0.5 | 0.5 | 0.5 | 0.5 | 0.5 | 0.5
DATA EDITED WITH < AT VALUE | 69224 | G3 | WATER | Surface Water | 11-Nov-14 | 2014-11-11 | 2014 | 2014 to 2016 | G3¦11-Nov-14 | G3¦41954 | 8 | 740 | 1 | 19 | 39 | 260 | 55 |  | 1.1 |  | 21 |  |  | 61 |  |  |  |  | 0.005 | 120 | 7.9 | 7.4 | 29 | 1 | 20 | 0.08 | 1 | 2.1 |  | 1.3 | 1 | 12 | 0.01 | 30 | [14 empty] | 10 | 0.01 | 0.01 | 0.01 | 0.01 | 0.01 | 0.01 | 0.01 | 0.01 | 0.01 | 0.01 | 0.01 | 0.01 | 0.01 | 0.01 | 0.01 | 0.01 | 0.2 | 1 | 1 | 1 | 5 | 2 | 1 | 1 | 1 | 1 | 1 | 5 | 1 | 1 | 1 | 1 | 1 | 2 | 1 | 1 | 10 | 5 | 10 | 1 | 10 | 10 | 1 | 2 | 10 | 5 | 1 | 2 | 1 | 1 | 1 | 1 | 1 | 1 | 1 | 50 | 1 | 1 | 1 | 1 | 1 | 1 | 1 | 1 | 1 | 1 | 1 | 1 | 50 | 1 | 1 | 2 | 1 | 0.01 | 0.01 | 0.01 | 0.01 | 0.01 | 0.01 | 0.01 | 0.01 | 0.03
| 151074 | G3 | WATER | Surface Water | 09-Jun-15 | 2015-06-09 | 2015 | 2014 to 2016 | G3¦09-Jun-15 | G3¦42164 | 8.2 | 870 | 1 | 20 | 16 | 430 | 59 | 0.22 | 0.28 | 0.19 | 2.3 | 0.069 | 0.023 | 97 | 0.59 |  |  |  | 0.005 | 180 | 8.7 | 12 | 29 | 1.5 | 200 | 0.08 | 2 | 1 |  | 1.1 | 1 | 7.8 | 0.01 | 440 | [12 empty] | 8.9 |  | 10 | 0.01 | 0.01 | 0.01 | 0.01 | 0.01 | 0.01 | 0.01 | 0.01 | 0.01 | 0.01 | 0.01 | 0.01 | 0.01 | 0.01 | 0.01 | 0.01 | 0.2 | 1 | 1 | 1 | 5 | 2 | 1 | 1 | 1 | 1 | 1 | 5 | 1 | 1 | 1 | 1 | 1 | 2 | 1 | 1 | 10 | 5 | 10 | 1 | 10 | 10 | 1 | 2 | 10 | 5 | 1 | 2 | 1 | 1 | 1 | 1 | 1 | 1 | 1 | 50 | 1 | 1 | 1 | 1 | 1 | 1 | 1 | 1 | 1 | 1 | 1 | 1 | 50 | 1 | 1 | 2 | 1 | 0.01 | 0.01 | 0.01 | 0.01 | 0.01 | 0.01 | 0.01 | 0.01 | 0.03
| 165549 | G3 | WATER | Surface Water | 15-Jul-15 | 2015-07-15 | 2015 | 2014 to 2016 | G3¦15-Jul-15 | G3¦42200 | 7.4 | 880 | 13 | 27 | 36 | 430 | 58 | 0.44 | 0.56 | 0.024 | 0.5 | 0.62 | 0.21 | 91 | 0.2 |  |  |  | 0.005 | 130 | 8.1 | 12 | 30 | 1.7 | 440 | 0.08 | 4.3 | 1 |  | 1.1 | 1 | 6.1 | 0.01 | 20 | [12 empty] | 11 |  | 10 | 0.01 | 0.01 | 0.01 | 0.01 | 0.01 | 0.01 | 0.01 | 0.01 | 0.01 | 0.01 | 0.01 | 0.01 | 0.01 | 0.01 | 0.01 | 0.01 | 0.2 | 1 | 1 | 1 | 5 | 2 | 1 | 1 | 1 | 1 | 1 | 5 | 1 | 1 | 1 | 1 | 1 | 2 | 1 | 1 | 10 | 5 | 10 | 1 | 10 | 10 | 1 | 2 | 10 | 5 | 1 | 2 | 1 | 1 | 1 | 1 | 1 | 1 | 1 | 50 | 1 | 1 | 1 | 1 | 1 | 1 | 1 | 1 | 1 | 1 | 1 | 1 | 50 | 1 | 1 | 2 | 1 | 0.01 | 0.01 | 0.01 | 0.01 | 0.01 | 0.01 | 0.01 | 0.01 | 0.03
| 69225 | G4 | WATER | Surface Water | 11-Nov-14 | 2014-11-11 | 2014 | 2014 to 2016 | G4¦11-Nov-14 | G4¦41954 | 7.9 | 890 | 2 | 18 | 37 | 280 | 62 |  | 0.59 |  | 42 |  |  | 75 |  |  |  |  | 0.005 | 140 | 6.5 | 8.1 | 34 | 1.2 | 38 | 0.08 | 1 | 1.9 |  | 1.2 | 1 | 14 | 0.01 | 30 | [14 empty] | 10 | 0.01 | 0.01 | 0.01 | 0.01 | 0.01 | 0.01 | 0.01 | 0.01 | 0.01 | 0.01 | 0.01 | 0.01 | 0.01 | 0.01 | 0.01 | 0.01 | 0.2 | 1 | 1 | 1 | 5 | 2 | 1 | 1 | 1 | 1 | 1 | 5 | 1 | 1 | 1 | 1 | 1 | 2 | 1 | 1 | 10 | 5 | 10 | 1 | 10 | 10 | 1 | 2 | 10 | 5 | 1 | 2 | 1 | 1 | 1 | 1 | 1 | 1 | 1 | 50 | 1 | 1 | 1 | 1 | 1 | 1 | 1 | 1 | 1 | 1 | 1 | 1 | 50 | 1 | 1 | 2 | 1 | 0.01 | 0.01 | 0.01 | 0.01 | 0.01 | 0.01 | 0.01 | 0.01 | 0.03
| 151075 | G4 | WATER | Surface Water | 09-Jun-15 | 2015-06-09 | 2015 | 2014 to 2016 | G4¦09-Jun-15 | G4¦42164 | 8.1 | 990 | 1 | 25 | 29 | 360 | 94 | 0.48 | 0.62 | 1 | 56 | 0.47 | 0.16 | 100 | 13 |  |  |  | 0.005 | 150 | 8.2 | 10 | 54 | 1.3 | 320 | 0.08 | 2.6 | 2.2 |  | 2.1 | 1 | 15 | 0.01 | 430 | [12 empty] | 6 |  | 10 | 0.01 | 0.01 | 0.01 | 0.01 | 0.01 | 0.01 | 0.01 | 0.01 | 0.01 | 0.01 | 0.01 | 0.01 | 0.01 | 0.01 | 0.01 | 0.01 | 0.2 | 1 | 1 | 1 | 5 | 2 | 1 | 1 | 1 | 1 | 1 | 5 | 1 | 1 | 1 | 1 | 1 | 2 | 1 | 1 | 10 | 5 | 10 | 1 | 10 | 10 | 1 | 2 | 10 | 5 | 1 | 2 | 1 | 1 | 1 | 1 | 1 | 1 | 1 | 50 | 1 | 1 | 1 | 1 | 1 | 1 | 1 | 1 | 1 | 1 | 1 | 1 | 50 | 1 | 1 | 2 | 1 | 0.01 | 0.01 | 0.01 | 0.01 | 0.01 | 0.01 | 0.01 | 0.01 | 0.03
| 166087 | G4 | WATER | Surface Water | 15-Jul-15 | 2015-07-15 | 2015 | 2014 to 2016 | G4¦15-Jul-15 | G4¦42200 | 7.9 | 970 | 1 | 9.9 | 5 | 450 | 88 | 0.28 | 0.36 | 0.56 | 47 | 0.77 | 0.26 | 100 | 11 |  |  |  | 0.005 | 130 | 9.8 | 10 | 55 | 1.6 | 42 | 0.08 | 4.5 | 1.7 |  | 3.9 | 1 | 8.9 | 0.01 | 20 | [12 empty] | 2.2 |  | 10 | 0.01 | 0.01 | 0.01 | 0.01 | 0.01 | 0.01 | 0.01 | 0.01 | 0.01 | 0.01 | 0.01 | 0.01 | 0.01 | 0.01 | 0.01 | 0.01 | 0.2 | 1 | 1 | 1 | 5 | 2 | 1 | 1 | 1 | 1 | 1 | 5 | 1 | 1 | 1 | 1 | 1 | 2 | 1 | 1 | 10 | 5 | 10 | 1 | 10 | 10 | 1 | 2 | 10 | 5 | 1 | 2 | 1 | 1 | 1 | 1 | 1 | 1 | 1 | 50 | 1 | 1 | 1 | 1 | 1 | 1 | 1 | 1 | 1 | 1 | 1 | 1 | 50 | 1 | 1 | 2 | 1 | 0.01 | 0.01 | 0.01 | 0.01 | 0.01 | 0.01 | 0.01 | 0.01 | 0.03
| 69226 | G5 | WATER | Surface Water | 11-Nov-14 | 2014-11-11 | 2014 | 2014 to 2016 | G5¦11-Nov-14 | G5¦41954 | 8 | 920 | 1 | 13 | 110 | 250 | 84 |  | 0.6 |  | 53 |  |  | 78 |  |  |  |  | 0.005 | 140 | 7.8 | 7.9 | 43 | 1 | 20 | 0.08 | 1 | 2.2 |  | 1.6 | 1 | 17 | 0.01 | 30 | [14 empty] | 10 | 0.01 | 0.01 | 0.01 | 0.01 | 0.01 | 0.01 | 0.01 | 0.01 | 0.01 | 0.01 | 0.01 | 0.01 | 0.01 | 0.01 | 0.01 | 0.01 | 0.2 | 1 | 1 | 1 | 5 | 2 | 1 | 1 | 1 | 1 | 1 | 5 | 1 | 1 | 1 | 1 | 1 | 2 | 1 | 1 | 10 | 5 | 10 | 1 | 10 | 10 | 1 | 2 | 10 | 5 | 1 | 2 | 1 | 1 | 1 | 1 | 1 | 1 | 1 | 50 | 1 | 1 | 1 | 1 | 1 | 1 | 1 | 1 | 1 | 1 | 1 | 1 | 50 | 1 | 1 | 2 | 1 | 0.01 | 0.01 | 0.01 | 0.01 | 0.01 | 0.01 | 0.01 | 0.01 | 0.03
| 151076 | G5 | WATER | Surface Water | 09-Jun-15 | 2015-06-09 | 2015 | 2014 to 2016 | G5¦09-Jun-15 | G5¦42164 | 8.2 | 1100 | 1 | 12 | 34 | 330 | 130 | 0.27 | 0.35 | 0.8 | 72 | 0.54 | 0.18 | 110 | 16 |  |  |  | 0.005 | 160 | 12 | 11 | 79 | 1.3 | 230 | 0.087 | 3.1 | 3.1 |  | 5.1 | 1 | 18 | 0.01 | 430 | [12 empty] | 9.6 |  | 10 | 0.01 | 0.01 | 0.01 | 0.01 | 0.01 | 0.01 | 0.01 | 0.01 | 0.01 | 0.01 | 0.01 | 0.01 | 0.01 | 0.01 | 0.01 | 0.01 | 0.2 | 1 | 1 | 1 | 5 | 2 | 1 | 1 | 1 | 1 | 1 | 5 | 1 | 1 | 1 | 1 | 1 | 2 | 1 | 1 | 10 | 5 | 10 | 1 | 10 | 10 | 1 | 2 | 10 | 5 | 1 | 2 | 1 | 1 | 1 | 1 | 1 | 1 | 1 | 50 | 1 | 1 | 1 | 1 | 1 | 1 | 1 | 1 | 1 | 1 | 1 | 1 | 50 | 1 | 1 | 2 | 1 | 0.01 | 0.01 | 0.01 | 0.01 | 0.01 | 0.01 | 0.01 | 0.01 | 0.03
| 69222 | G6a | WATER | Surface Water | 10-Nov-14 | 2014-11-10 | 2014 | 2014 to 2016 | G6a¦10-Nov-14 | G6a¦41953 | 8.1 | 650 | 3 | 41 | 7 | 250 | 66 |  | 0.91 |  | 17 |  |  | 55 |  |  |  |  | 0.005 | 120 | 6.9 | 7 | 31 | 1 | 20 | 0.2 | 1 | 2.3 |  | 2.1 | 1 | 14 | 0.01 | 200 | [14 empty] | 10 | 0.01 | 0.01 | 0.01 | 0.01 | 0.01 | 0.01 | 0.01 | 0.01 | 0.01 | 0.01 | 0.01 | 0.01 | 0.01 | 0.01 | 0.01 | 0.01 | 0.2 | 1 | 1 | 1 | 5 | 2 | 1 | 1 | 1 | 1 | 1 | 5 | 1 | 1 | 1 | 1 | 1 | 2 | 1 | 1 | 10 | 5 | 10 | 1 | 10 | 10 | 1 | 2 | 10 | 5 | 1 | 2 | 1 | 1 | 1 | 1 | 1 | 1 | 1 | 50 | 1 | 1 | 1 | 1 | 1 | 1 | 1 | 1 | 1 | 1 | 1 | 1 | 50 | 1 | 1 | 2 | 1 | 0.01 | 0.01 | 0.01 | 0.01 | 0.01 | 0.01 | 0.01 | 0.01 | 0.03
| 155740 | G6A | WATER | Surface Water | 17-Jun-15 | 2015-06-17 | 2015 | 2014 to 2016 | G6A¦17-Jun-15 | G6A¦42172 | 8.6 | 940 | 1 | 11 | 5 | 260 | 96 | 0.078 | 0.1 | 0.14 | 34 | 0.45 | 0.15 | 96 | 7.7 |  |  |  | 0.005 | 130 | 7.7 | 11 | 54 | 2.9 | 48 | 0.08 | 16 | 2.1 |  | 1.7 | 1 | 13 | 0.01 | 20 | [12 empty] | 4.1 |  | 10 | 0.01 | 0.01 | 0.01 | 0.01 | 0.01 | 0.01 | 0.01 | 0.01 | 0.01 | 0.01 | 0.01 | 0.01 | 0.01 | 0.01 | 0.01 | 0.01 | 0.2 | 1 | 1 | 1 | 5 | 2 | 1 | 1 | 1 | 1 | 1 | 5 | 1 | 1 | 1 | 1 | 1 | 2 | 1 | 1 | 10 | 5 | 10 | 1 | 10 | 10 | 1 | 2 | 10 | 5 | 1 | 2 | 1 | 1 | 1 | 1 | 1 | 1 | 1 | 50 | 1 | 1 | 1 | 1 | 1 | 1 | 1 | 1 | 1 | 1 | 1 | 1 | 50 | 1 | 1 | 2 | 1 | 0.01 | 0.01 | 0.01 | 0.01 | 0.01 | 0.01 | 0.01 | 0.01 | 0.03
| 169379 | G6A | WATER | Surface Water | 22-Jul-15 | 2015-07-22 | 2015 | 2014 to 2016 | G6A¦22-Jul-15 | G6A¦42207 | 7.9 | 950 | 3.4 | 8.7 | 28 | 360 | 92 | 0.44 | 0.57 | 0.29 | 47 | 0.52 | 0.17 | 100 | 11 |  |  |  | 0.005 | 120 | 7.3 | 10 | 46 | 1.5 | 36 | 0.08 | 8.6 | 1.9 |  | 1 | 1 | 8.8 | 0.19 | 20 | [12 empty] | 5 |  | 10 | 0.01 | 0.01 | 0.01 | 0.01 | 0.01 | 0.01 | 0.01 | 0.01 | 0.01 | 0.01 | 0.01 | 0.01 | 0.01 | 0.01 | 0.01 | 0.01 | 0.2 | 1 | 1 | 1 | 5 | 2 | 1 | 1 | 1 | 1 | 1 | 5 | 1 | 1 | 1 | 1 | 1 | 2 | 1 | 1 | 10 | 5 | 10 | 1 | 10 | 10 | 1 | 2 | 10 | 5 | 1 | 2 | 1 | 1 | 1 | 1 | 1 | 1 | 1 | 50 | 1 | 1 | 1 | 1 | 1 | 1 | 1 | 1 | 1 | 1 | 1 | 1 | 50 | 1 | 1 | 2 | 1 | 0.01 | 0.01 | 0.01 | 0.01 | 0.01 | 0.01 | 0.01 | 0.01 | 0.03
| 69876 | G7a | WATER | Surface Water | 13-Nov-14 | 2014-11-13 | 2014 | 2014 to 2016 | G7a¦13-Nov-14 | G7a¦41956 | 7.9 | 760 | 4 | 24 | 38 | 220 | 91 |  | 0.31 |  | 7.2 |  |  | 53 |  |  |  |  | 0.005 | 99 | 7.8 | 8.6 | 40 | 5.4 | 690 | 0.08 | 68 | 3.9 |  | 1.4 | 1 | 6.9 | 0.01 | 150 | [14 empty] | 10 | 0.01 | 0.01 | 0.01 | 0.01 | 0.01 | 0.01 | 0.01 | 0.01 | 0.01 | 0.01 | 0.01 | 0.01 | 0.01 | 0.01 | 0.01 | 0.01 | 0.2 | 1 | 1 | 1 | 5 | 2 | 1 | 1 | 1 | 1 | 1 | 5 | 1 | 1 | 1 | 1 | 1 | 2 | 1 | 1 | 10 | 5 | 10 | 1 | 10 | 10 | 1 | 2 | 10 | 5 | 1 | 2 | 1 | 1 | 1 | 1 | 1 | 1 | 1 | 50 | 1 | 1 | 1 | 1 | 1 | 1 | 1 | 1 | 1 | 1 | 1 | 1 | 50 | 1 | 1 | 2 | 1 | 0.01 | 0.01 | 0.01 | 0.01 | 0.01 | 0.01 | 0.01 | 0.01 | 0.03
| 155741 | G7A | WATER | Surface Water | 17-Jun-15 | 2015-06-17 | 2015 | 2014 to 2016 | G7A¦17-Jun-15 | G7A¦42172 | 8.5 | 1200 | 1 | 13 | 34 | 290 | 240 | 0.28 | 0.36 | 0.1 | 3.2 | 0.27 | 0.09 | 64 | 0.75 |  |  |  | 0.005 | 150 | 4.6 | 14 | 70 | 3.5 | 44 | 0.08 | 13 | 1 |  | 1 | 1 | 8.5 | 0.01 | 20 | [12 empty] | 6 |  | 10 | 0.01 | 0.01 | 0.01 | 0.01 | 0.01 | 0.01 | 0.01 | 0.01 | 0.01 | 0.01 | 0.01 | 0.01 | 0.01 | 0.01 | 0.01 | 0.01 | 0.2 | 1 | 1 | 1 | 5 | 2 | 1 | 1 | 1 | 1 | 1 | 5 | 1 | 1 | 1 | 1 | 1 | 2 | 1 | 1 | 10 | 5 | 10 | 1 | 10 | 10 | 1 | 2 | 10 | 5 | 1 | 2 | 1 | 1 | 1 | 1 | 1 | 1 | 1 | 50 | 1 | 1 | 1 | 1 | 1 | 1 | 1 | 1 | 1 | 1 | 1 | 1 | 50 | 1 | 1 | 2 | 1 | 0.01 | 0.01 | 0.01 | 0.01 | 0.01 | 0.01 | 0.01 | 0.01 | 0.03
| 169669 | G7a | WATER | Surface Water | 23-Jul-15 | 2015-07-23 | 2015 | 2014 to 2016 | G7a¦23-Jul-15 | G7a¦42208 | 8.4 | 1100 | 16 | 88 | 27 | 400 | 220 | 0.65 | 0.83 | 0.02 | 0.5 | 0.26 | 0.087 | 54 | 0.2 |  |  |  | 0.005 | 120 | 3.8 | 12 | 56 | 3.2 | 23 | 0.08 | 3.7 | 1 |  | 1 | 1 | 5.3 | 0.01 | 80 | [12 empty] | 5.8 |  | 10 | 0.01 | 0.01 | 0.01 | 0.01 | 0.01 | 0.01 | 0.01 | 0.01 | 0.01 | 0.01 | 0.01 | 0.01 | 0.01 | 0.01 | 0.01 | 0.01 | 0.2 | 1 | 1 | 1 | 5 | 2 | 1 | 1 | 1 | 1 | 1 | 5 | 1 | 1 | 1 | 1 | 1 | 2 | 1 | 1 | 10 | 5 | 10 | 1 | 10 | 10 | 1 | 2 | 10 | 5 | 1 | 2 | 1 | 1 | 1 | 1 | 1 | 1 | 1 | 50 | 1 | 1 | 1 | 1 | 1 | 1 | 1 | 1 | 1 | 1 | 1 | 1 | 50 | 1 | 1 | 2 | 1 | 0.01 | 0.01 | 0.01 | 0.01 | 0.01 | 0.01 | 0.01 | 0.01 | 0.03
| 169381 | SW10 | WATER | Surface Water | 22-Jul-15 | 2015-07-22 | 2015 | 2014 to 2016 | SW10¦22-Jul-15 | SW10¦42207 | 7.8 | 940 | 1 | 12 | 410 | 330 | 130 | 0.074 | 0.095 | 0.3 | 22 | 0.43 | 0.14 | 78 | 5 |  |  |  | 0.006 | 130 | 7.5 | 10 | 49 | 2.3 | 26 | 0.08 | 6.8 | 1.2 |  | 1 | 1 | 6 | 0.011 | 20 | [12 empty] | 5.5 |  | 10 | 0.01 | 0.01 | 0.01 | 0.01 | 0.01 | 0.01 | 0.01 | 0.01 | 0.01 | 0.01 | 0.01 | 0.01 | 0.01 | 0.01 | 0.01 | 0.01 | 0.2 | 1 | 1 | 1 | 5 | 2 | 1 | 1 | 1 | 1 | 1 | 5 | 1 | 1 | 1 | 1 | 1 | 2 | 1 | 1 | 10 | 5 | 10 | 1 | 10 | 10 | 1 | 2 | 10 | 5 | 1 | 2 | 1 | 1 | 1 | 1 | 1 | 1 | 1 | 50 | 1 | 1 | 1 | 1 | 1 | 1 | 1 | 1 | 1 | 1 | 1 | 1 | 50 | 1 | 1 | 2 | 1 | 0.01 | 0.01 | 0.01 | 0.01 | 0.01 | 0.01 | 0.01 | 0.01 | 0.03
| 152245 | SW2 | WATER | Surface Water | 10-Jun-15 | 2015-06-10 | 2015 | 2014 to 2016 | SW2¦10-Jun-15 | SW2¦42165 | 8.1 | 990 | 1.8 | 9 | 5 | 210 | 95 |  | 0.34 |  | 44 |  |  | 100 |  |  |  |  | 0.005 | 170 | 9.8 | 14 | 67 | 1.8 | 50 | 0.088 | 10 | 2.2 |  | 1.3 | 1 | 14 | 0.01 | 530 | [12 empty] | 2.6 |  | 10 | 0.01 | 0.01 | 0.01 | 0.01 | 0.01 | 0.01 | 0.01 | 0.01 | 0.01 | 0.01 | 0.01 | 0.01 | 0.01 | 0.01 | 0.01 | 0.01 | 0.2 | 1 | 1 | 1 | 5 | 2 | 1 | 1 | 1 | 1 | 1 | 5 | 1 | 1 | 1 | 1 | 1 | 2 | 1 | 1 | 10 | 5 | 10 | 1 | 10 | 10 | 1 | 2 | 10 | 5 | 1 | 2 | 1 | 1 | 1 | 1 | 1 | 1 | 1 | 50 | 1 | 1 | 1 | 1 | 1 | 1 | 1 | 1 | 1 | 1 | 1 | 1 | 50 | 1 | 1 | 2 | 1 | 0.01 | 0.01 | 0.01 | 0.01 | 0.01 | 0.01 | 0.01 | 0.01 | 0.03
| 169670 | SW2 | WATER | Surface Water | 23-Jul-15 | 2015-07-23 | 2015 | 2014 to 2016 | SW2¦23-Jul-15 | SW2¦42208 | 8.5 | 990 | 5 | 12 | 14 | 400 | 130 | 0.23 | 0.3 | 0.16 | 44 | 0.58 | 0.19 | 90 | 9.9 |  |  |  | 0.005 | 110 | 6.6 | 9.3 | 48 | 1.1 | 20 | 0.08 | 2.3 | 1.6 |  | 1 | 1 | 9.9 | 0.01 | 20 | [12 empty] | 5.5 |  | 10 | 0.01 | 0.01 | 0.01 | 0.01 | 0.01 | 0.01 | 0.01 | 0.01 | 0.01 | 0.01 | 0.01 | 0.01 | 0.01 | 0.01 | 0.01 | 0.01 | 0.2 | 1 | 1 | 1 | 5 | 2 | 1 | 1 | 1 | 1 | 1 | 5 | 1 | 1 | 1 | 1 | 1 | 2 | 1 | 1 | 10 | 5 | 10 | 1 | 10 | 10 | 1 | 2 | 10 | 5 | 1 | 2 | 1 | 1 | 1 | 1 | 1 | 1 | 1 | 50 | 1 | 1 | 1 | 1 | 1 | 1 | 1 | 1 | 1 | 1 | 1 | 1 | 50 | 1 | 1 | 2 | 1 | 0.01 | 0.01 | 0.01 | 0.01 | 0.01 | 0.01 | 0.01 | 0.01 | 0.03
| 155742 | SW3 | WATER | Surface Water | 17-Jun-15 | 2015-06-17 | 2015 | 2014 to 2016 | SW3¦17-Jun-15 | SW3¦42172 | 8.6 | 930 | 1 | 10 | 9 | 310 | 98 | 0.061 | 0.078 | 0.13 | 33 | 0.46 | 0.15 | 98 | 7.5 |  |  |  | 0.005 | 130 | 7.8 | 11 | 55 | 2.2 | 50 | 0.08 | 10 | 1.9 |  | 1.8 | 1 | 14 | 0.01 | 20 | [12 empty] | 6.1 |  | 10 | 0.01 | 0.01 | 0.01 | 0.01 | 0.01 | 0.01 | 0.01 | 0.01 | 0.01 | 0.01 | 0.01 | 0.01 | 0.01 | 0.01 | 0.01 | 0.01 | 0.2 | 1 | 1 | 1 | 5 | 2 | 1 | 1 | 1 | 1 | 1 | 5 | 1 | 1 | 1 | 1 | 1 | 2 | 1 | 1 | 10 | 5 | 10 | 1 | 10 | 10 | 1 | 2 | 10 | 5 | 1 | 2 | 1 | 1 | 1 | 1 | 1 | 1 | 1 | 50 | 1 | 1 | 1 | 1 | 1 | 1 | 1 | 1 | 1 | 1 | 1 | 1 | 50 | 1 | 1 | 2 | 1 | 0.01 | 0.01 | 0.01 | 0.01 | 0.01 | 0.01 | 0.01 | 0.01 | 0.03
| 151079 | SW4 | WATER | Surface Water | 09-Jun-15 | 2015-06-09 | 2015 | 2014 to 2016 | SW4¦09-Jun-15 | SW4¦42164 | 8.3 | 840 | 1 | 12 | 17 | 420 | 56 | 0.1 | 0.13 | 0.02 | 0.5 | 0.05 | 0.02 | 80 | 0.2 |  |  |  | 0.005 | 160 | 6.3 | 13 | 37 | 1.3 | 250 | 0.08 | 3.2 | 1 |  | 1 | 1 | 5.3 | 0.01 | 420 | [12 empty] | 9.2 |  | 10 | 0.01 | 0.01 | 0.01 | 0.01 | 0.01 | 0.01 | 0.01 | 0.01 | 0.01 | 0.01 | 0.01 | 0.01 | 0.01 | 0.01 | 0.01 | 0.01 | 0.2 | 1 | 1 | 1 | 5 | 2 | 1 | 1 | 1 | 1 | 1 | 5 | 1 | 1 | 1 | 1 | 1 | 2 | 1 | 1 | 10 | 5 | 10 | 1 | 10 | 10 | 1 | 2 | 10 | 5 | 1 | 2 | 1 | 1 | 1 | 1 | 1 | 1 | 1 | 50 | 1 | 1 | 1 | 1 | 1 | 1 | 1 | 1 | 1 | 1 | 1 | 1 | 50 | 1 | 1 | 2 | 1 | 0.01 | 0.01 | 0.01 | 0.01 | 0.01 | 0.01 | 0.01 | 0.01 | 0.03
| 166086 | SW4 | WATER | Surface Water | 15-Jul-15 | 2015-07-15 | 2015 | 2014 to 2016 | SW4¦15-Jul-15 | SW4¦42200 | 7.9 | 830 | 1 | 9.8 | 5 | 470 | 50 | 0.44 | 0.57 | 0.06 | 0.5 | 0.078 | 0.026 | 66 | 0.2 |  |  |  | 0.005 | 140 | 6.4 | 13 | 27 | 1.5 | 20 | 0.08 | 3.3 | 1 |  | 1 | 1 | 4.2 | 0.01 | 20 | [12 empty] | 4 |  | 27 | 0.01 | 0.01 | 0.01 | 0.01 | 0.01 | 0.01 | 0.01 | 0.01 | 0.01 | 0.01 | 0.01 | 0.01 | 0.01 | 0.01 | 0.01 | 0.01 | 0.2 | 1 | 1 | 1 | 5 | 2 | 1 | 1 | 1 | 1 | 1 | 5 | 1 | 1 | 1 | 1 | 1 | 2 | 1 | 1 | 10 | 5 | 10 | 1 | 10 | 10 | 1 | 2 | 10 | 5 | 1 | 2 | 1 | 1 | 1 | 1 | 1 | 1 | 1 | 50 | 1 | 1 | 1 | 1 | 1 | 1 | 1 | 1 | 1 | 1 | 1 | 1 | 50 | 1 | 1 | 2 | 1 | 0.01 | 0.01 | 0.01 | 0.01 | 0.01 | 0.01 | 0.01 | 0.01 | 0.03
| 657945 | G3 | WATER | Surface Water | 2018-07-18 | 2018-07-18 | 2018 | 2018 | G3¦43299 | G3¦43299 | 7.7 | 960 |  |  | 5 | 330 | 77 | 0.19 | 0.25 | 0.54 | 15 | 0.2 |  | 110 | 3.6 |  | 20 | 20 | 0.005 | 150 | 8.7 | 12 | 47 | 1.6 | 30 | 0.08 | 1.5 | 1 | 21 | 1 | 1 | 1.8 | 0.01 | 390 | 0.026 | 1.6 | 31 | 0.08 | 1.6 | 1 | 400 | 22 | 1 | 1 | 2.2 | 7.6 | 9.7 |  | 10 | 0.1 | 0.1 | 0.1 | 0.1 | 0.1 | 0.1 | 0.1 | 0.1 | 0.1 | 0.1 | 0.1 | 0.1 | 0.1 | 0.1 | 0.1 | 0.1 | 2 | 1 | 1 | 1 | 5 | 2 | 1 | 1 | 1 | 1 | 1 | 5 | 1 | 1 | 1 | 1 | 1 | 2 | 1 | 1 | 10 | 5 | 10 | 1 | 10 | 10 | 1 | 2 | 10 | 5 | 1 | 2 | 1 | 1 | 1 | 1 | 1 | 1 | 1 | 50 | 1 | 1 | 1 | 1 | 1 | 1 | 1 | 1 | 1 | 1 | 1 | 1 | 50 | 1 | 1 | 2 | 1 | 0.01 | 0.01 |  | 0.01 | 0.01 | 0.01 | 0.01 | 0.01 | 0.03 | 0.01 | 0.01 | 0.01 | 0.01 | 0.01 | 0.01 | 0.01 | 0.01 | 0.01 | 0.01 | 0.01 | 0.01 | 0.01
| 657946 | G3A | WATER | Surface Water | 2018-07-18 | 2018-07-18 | 2018 | 2018 | G3A¦43299 | G3A¦43299 | 7.7 | 970 |  |  | 5 | 340 | 77 | 0.2 | 0.26 | 0.56 | 14 | 0.2 |  | 110 | 3.4 |  | 20 | 20 | 0.005 | 180 | 10 | 14 | 53 | 1.4 | 28 | 0.08 | 1.4 | 1 | 33 | 1 | 1 | 1.4 | 0.01 | 350 | 0.028 | 1.5 | 28 | 0.08 | 1.5 | 1 | 360 | 35 | 1 | 1 | 1.7 | 7.1 | 7.4 |  | 10 | 0.1 | 0.1 | 0.1 | 0.1 | 0.1 | 0.1 | 0.1 | 0.1 | 0.1 | 0.1 | 0.1 | 0.1 | 0.1 | 0.1 | 0.1 | 0.1 | 2 | 1 | 1 | 1 | 5 | 2 | 1 | 1 | 1 | 1 | 1 | 5 | 1 | 1 | 1 | 1 | 1 | 2 | 1 | 1 | 10 | 5 | 10 | 1 | 10 | 10 | 1 | 2 | 10 | 5 | 1 | 2 | 1 | 1 | 1 | 1 | 1 | 1 | 1 | 50 | 1 | 1 | 1 | 1 | 1 | 1 | 1 | 1 | 1 | 1 | 1 | 1 | 50 | 1 | 1 | 2 | 1 | 0.01 | 0.01 |  | 0.01 | 0.01 | 0.01 | 0.01 | 0.01 | 0.03 | 0.01 | 0.01 | 0.01 | 0.01 | 0.01 | 0.01 | 0.01 | 0.01 | 0.01 | 0.01 | 0.01 | 0.01 | 0.01
| 657947 | G4 | WATER | Surface Water | 2018-07-18 | 2018-07-18 | 2018 | 2018 | G4¦43299 | G4¦43299 | 7.8 | 1100 |  |  | 5 | 360 | 120 | 0.11 | 0.14 | 0.2 | 38 | 0.44 |  | 110 | 8.6 |  | 20 | 20 | 0.005 | 200 | 10 | 13 | 76 | 2.2 | 43 | 0.08 | 2.6 | 2.2 | 12 | 1.2 | 1 | 6.9 | 0.01 | 450 | 0.14 | 2.2 | 45 | 0.08 | 2.8 | 1.9 | 450 | 12 | 1.2 | 1 | 7.1 | 9.7 | 11 |  | 10 | 0.1 | 0.1 | 0.1 | 0.1 | 0.1 | 0.1 | 0.1 | 0.1 | 0.1 | 0.1 | 0.1 | 0.1 | 0.1 | 0.1 | 0.1 | 0.1 | 2 | 1 | 1 | 1 | 5 | 2 | 1 | 1 | 1 | 1 | 1 | 5 | 1 | 1 | 1 | 1 | 1 | 2 | 1 | 1 | 10 | 5 | 10 | 1 | 10 | 10 | 1 | 2 | 10 | 5 | 1 | 2 | 1 | 1 | 1 | 1 | 1 | 1 | 1 | 50 | 1 | 1 | 1 | 1 | 1 | 1 | 1 | 1 | 1 | 1 | 1 | 1 | 50 | 1 | 1 | 2 | 1 | 0.01 | 0.01 |  | 0.01 | 0.01 | 0.01 | 0.01 | 0.01 | 0.03 | 0.01 | 0.01 | 0.01 | 0.01 | 0.01 | 0.01 | 0.01 | 0.01 | 0.01 | 0.01 | 0.01 | 0.01 | 0.01
| 657929 | G6A | WATER | Surface Water | 2018-07-19 | 2018-07-19 | 2018 | 2018 | G6A¦43300 | G6A¦43300 | 7.7 | 1100 |  |  | 5 | 350 | 120 | 0.16 | 0.2 | 0.15 | 34 | 0.33 |  | 99 | 7.7 |  | 20 | 20 | 0.005 | 180 | 11 | 14 | 81 | 2.6 | 34 | 0.08 | 2.1 | 3.1 | 7.4 | 1 | 1 | 2.9 | 0.01 | 410 | 0.11 | 2.1 | 36 | 0.08 | 2.4 | 2.7 | 390 | 7.6 | 1 | 1 | 3 | 8.1 | 8.8 |  | 10 | 0.1 | 0.1 | 0.1 | 0.1 | 0.1 | 0.1 | 0.1 | 0.1 | 0.1 | 0.1 | 0.1 | 0.1 | 0.1 | 0.1 | 0.1 | 0.1 | 2 | 1 | 1 | 1 | 5 | 2 | 1 | 1 | 1 | 1 | 1 | 5 | 1 | 1 | 1 | 1 | 1 | 2 | 1 | 1 | 10 | 5 | 10 | 1 | 10 | 10 | 1 | 2 | 10 | 5 | 1 | 2 | 1 | 1 | 1 | 1 | 1 | 1 | 1 | 50 | 1 | 1 | 1 | 1 | 1 | 1 | 1 | 1 | 1 | 1 | 1 | 1 | 50 | 1 | 1 | 2 | 1 | 0.01 | 0.01 |  | 0.01 | 0.01 | 0.01 | 0.01 | 0.01 | 0.03 | 0.01 | 0.01 | 0.01 | 0.01 | 0.01 | 0.01 | 0.01 | 0.01 | 0.01 | 0.01 | 0.01 | 0.01 | 0.01
| 658029 | G5 | WATER | Surface Water | 2018-07-17 | 2018-07-17 | 2018 | 2018 | G5¦43298 | G5¦43298 | 7.7 | 1200 |  |  | 5 | 350 | 150 | 0.16 | 0.2 | 0.58 | 51 | 0.31 |  | 110 | 12 |  | 20 | 20 | 0.005 | 130 | 10 | 9.2 | 68 | 2 | 41 | 0.08 | 2.1 | 1 | 1 | 1.2 | 1 | 3.8 | 0.01 | 400 | 0.1 | 1.9 | 42 | 0.08 | 2.2 | 1 | 420 | 1 | 1.2 | 1 | 3.7 | 10 | 10 |  | 10 | 0.1 | 0.1 | 0.1 | 0.1 | 0.1 | 0.1 | 0.1 | 0.1 | 0.1 | 0.1 | 0.1 | 0.1 | 0.1 | 0.1 | 0.1 | 0.1 | 2 | 1 | 1 | 1 | 5 | 2 | 1 | 1 | 1 | 1 | 1 | 5 | 1 | 1 | 1 | 1 | 1 | 2 | 1 | 1 | 10 | 5 | 10 | 1 | 10 | 10 | 1 | 2 | 10 | 5 | 1 | 2 | 1 | 1 | 1 | 1 | 1 | 1 | 1 | 50 | 1 | 1 | 1 | 1 | 1 | 1 | 1 | 1 | 1 | 1 | 1 | 1 | 50 | 1 | 1 | 2 | 1 | 0.01 | 0.01 |  | 0.01 | 0.01 | 0.01 | 0.01 | 0.01 | 0.03 | 0.01 | 0.01 | 0.01 | 0.01 | 0.01 | 0.01 | 0.01 | 0.01 | 0.01 | 0.01 | 0.01 | 0.01 | 0.01
| 658030 | G5A | WATER | Surface Water | 2018-07-17 | 2018-07-17 | 2018 | 2018 | G5A¦43298 | G5A¦43298 | 7.7 | 1200 |  |  | 5 | 350 | 150 | 0.15 | 0.19 | 0.58 | 50 | 0.31 |  | 110 | 12 |  | 20 | 20 | 0.005 | 150 | 10 | 10 | 70 | 1.8 | 38 | 0.08 | 2 | 1 | 1 | 1.1 | 1 | 3.8 | 0.01 | 380 | 0.1 | 1.8 | 38 | 0.08 | 2 | 1 | 390 | 1 | 1.2 | 1 | 4.1 | 11 | 12 |  | 10 | 0.1 | 0.1 | 0.1 | 0.1 | 0.1 | 0.1 | 0.1 | 0.1 | 0.1 | 0.1 | 0.1 | 0.1 | 0.1 | 0.1 | 0.1 | 0.1 | 2 | 1 | 1 | 1 | 5 | 2 | 1 | 1 | 1 | 1 | 1 | 5 | 1 | 1 | 1 | 1 | 1 | 2 | 1 | 1 | 10 | 5 | 10 | 1 | 10 | 10 | 1 | 2 | 10 | 5 | 1 | 2 | 1 | 1 | 1 | 1 | 1 | 1 | 1 | 50 | 1 | 1 | 1 | 1 | 1 | 1 | 1 | 1 | 1 | 1 | 1 | 1 | 50 | 1 | 1 | 2 | 1 | 0.01 | 0.01 |  | 0.01 | 0.01 | 0.01 | 0.01 | 0.01 | 0.03 | 0.01 | 0.01 | 0.01 | 0.01 | 0.01 | 0.01 | 0.01 | 0.01 | 0.01 | 0.01 | 0.01 | 0.01 | 0.01
| 659888 | G7A | WATER | Surface Water | 2018-07-24 | 2018-07-24 | 2018 | 2018 | G7A¦43305 | G7A¦43305 | 8.3 | 1100 |  |  | 50 | 310 | 190 | 0.086 | 0.11 | 0.15 | 5.8 | 0.26 |  | 79 | 1.4 |  | 20 | 20 | 0.005 | 140 | 5.6 | 11 | 57 | 3.9 | 55 | 0.08 | 8.6 | 4.2 | 57 | 1 | 1 | 3.4 | 0.01 | 550 | 0.085 | 4.4 | 59 | 0.08 | 11 | 3.3 | 560 | 60 | 1 | 1 | 3.3 | 6.5 | 8 |  | 10 | 0.1 | 0.1 | 0.1 | 0.1 | 0.1 | 0.1 | 0.1 | 0.1 | 0.1 | 0.1 | 0.1 | 0.1 | 0.1 | 0.1 | 0.1 | 0.1 | 2 | 1 | 1 | 1 | 5 | 2 | 1 | 1 | 1 | 1 | 1 | 5 | 1 | 1 | 1 | 1 | 1 | 2 | 1 | 1 | 10 | 5 | 10 | 1 | 10 | 10 | 1 | 2 | 10 | 5 | 1 | 2 | 1 | 1 | 1 | 1 | 1 | 1 | 1 | 50 | 1 | 1 | 1 | 1 | 1 | 1 | 1 | 1 | 1 | 1 | 1 | 1 | 50 | 1 | 1 | 2 | 1 | 0.01 | 0.01 |  | 0.01 | 0.01 | 0.01 | 0.01 | 0.01 | 0.03 | 0.01 | 0.01 | 0.01 | 0.01 | 0.01 | 0.01 | 0.01 | 0.01 | 0.01 | 0.01 | 0.01 | 0.01 | 0.01
| 843057 | G5 | WATER | Surface Water | 2019-06-11 | 2019-06-11 | 2019 | 2019 | G5¦43627 | G5¦43627 | 8.1 | 950 |  |  | 10 | 360 | 120 | 0.36 | 0.46 | 0.33 | 52 | 0.59 | 0.2 | 98 | 12 | 0.1 | 1 |  | 0.005 | 150 | 12 | 12 | 68 | 1.8 | 54 | 0.08 | 1.4 | 1 | 640 | 1.7 | 1 | 17 | 0.01 | 310 | [12 empty] | 11 | 10 | 10 | 0.01 | 0.01 | 0.01 | 0.01 | 0.01 | 0.01 | 0.01 | 0.01 | 0.01 | 0.01 | 0.01 | 0.01 | 0.01 | 0.01 | 0.01 | 0.01 | 0.2 | 1 | 1 | 1 | 5 | 2 | 1 | 1 | 1 | 1 | 1 | 5 | 1 | 1 | 1 | 1 | 1 | 2 | 1 | 1 | 10 | 5 | 10 | 1 | 10 | 10 | 1 | 2 | 10 | 5 | 1 | 2 | 1 | 1 | 1 | 1 | 1 | 1 | 1 | 50 | 1 | 1 | 1 | 1 | 1 | 1 | 1 | 1 | 1 | 1 | 1 | 1 | 50 | 1 | 1 | 2 | 1 | 0.01 | 0.01 |  | 0.01 | 0.01 | 0.01 | 0.01 | 0.01 | 0.03 | 0.01 | 0.01 | 0.01 | 0.01 | 0.01 | 0.01 | 0.01 | 0.01 | 0.01 | 0.01 | 0.01 | 0.01 | 0.01 | 0.5 | 0.5 | 0.5 | 0.5 | 0.5 | 0.5 | 0.5 | 0.5 | 0.5 | 0.5 | 0.5 | 0.5 | 0.5 | 0.5 | 0.5 | 0.5 | 0.5 | 0.5 | 0.5 | 0.5 | 0.5 | 0.5 | 0.5 | 0.5 | 0.5 | 0.5 | 0.5 | 0.5 | 0.5 | 0.5 | 0.5 | 0.5 | 0.5 | 0.5 | 0.5 | 0.5 | 0.5 | 0.5 | 0.5 | 0.5 | 0.5 | 0.5
| 843058 | G6a | WATER | Surface Water | 2019-06-11 | 2019-06-11 | 2019 | 2019 | G6a¦43627 | G6a¦43627 | 8 | 100 |  |  | 11 | 360 | 140 | 0.37 | 0.47 | 0.2 | 53 | 0.51 | 0.17 | 98 | 12 | 0.1 | 2 |  | 0.005 | 150 | 12 | 11 | 69 | 1.6 | 54 | 0.08 | 2.1 | 1 | 96 | 1.6 | 1 | 14 | 0.01 | 260 | [12 empty] | 12 | 10 | 10 | 0.01 | 0.01 | 0.01 | 0.01 | 0.01 | 0.01 | 0.01 | 0.01 | 0.01 | 0.01 | 0.01 | 0.01 | 0.01 | 0.01 | 0.01 | 0.01 | 0.2 | 1 | 1 | 1 | 5 | 2 | 1 | 1 | 1 | 1 | 1 | 5 | 1 | 1 | 1 | 1 | 1 | 2 | 1 | 1 | 10 | 5 | 10 | 1 | 10 | 10 | 1 | 2 | 10 | 5 | 1 | 2 | 1 | 1 | 1 | 1 | 1 | 1 | 1 | 50 | 1 | 1 | 1 | 1 | 1 | 1 | 1 | 1 | 1 | 1 | 1 | 1 | 50 | 1 | 1 | 2 | 1 | 0.01 | 0.01 |  | 0.01 | 0.01 | 0.01 | 0.01 | 0.01 | 0.03 | 0.01 | 0.01 | 0.01 | 0.01 | 0.01 | 0.01 | 0.01 | 0.01 | 0.01 | 0.01 | 0.01 | 0.01 | 0.01 | 0.5 | 0.5 | 0.5 | 0.5 | 0.5 | 0.5 | 0.5 | 0.5 | 0.5 | 0.5 | 0.5 | 0.5 | 0.5 | 0.5 | 0.5 | 0.5 | 0.5 | 0.5 | 0.5 | 0.5 | 0.5 | 0.5 | 0.5 | 0.5 | 0.5 | 0.5 | 0.5 | 0.5 | 0.5 | 0.5 | 0.5 | 0.5 | 0.5 | 0.5 | 0.5 | 0.5 | 0.5 | 0.5 | 0.5 | 0.5 | 0.5 | 0.5
| 843067 | G7a | WATER | Surface Water | 2019-06-13 | 2019-06-13 | 2019 | 2019 | G7a¦43629 | G7a¦43629 | 8.6 | 460 |  |  | 24 | 440 | 160 | 0.35 | 0.45 | 0.34 | 7.1 | 0.23 | 0.077 | 78 | 1.7 | 0.1 | 1 |  | 0.005 | 160 | 8.7 | 14 | 68 | 2.2 | 63 | 0.08 | 1.3 | 1 | 150 | 1 | 1 | 7.8 | 0.01 | 360 | [12 empty] | 13 | 10 | 10 | 0.01 | 0.01 | 0.01 | 0.01 | 0.01 | 0.01 | 0.01 | 0.01 | 0.01 | 0.01 | 0.01 | 0.01 | 0.01 | 0.01 | 0.01 | 0.01 | 0.2 | 1 | 1 | 1 | 5 | 2 | 1 | 1 | 1 | 1 | 1 | 5 | 1 | 1 | 1 | 1 | 1 | 2 | 1 | 1 | 10 | 5 | 10 | 1 | 10 | 10 | 1 | 2 | 10 | 5 | 1 | 2 | 1 | 1 | 1 | 1 | 1 | 1 | 1 | 50 | 1 | 1 | 1 | 1 | 1 | 1 | 1 | 1 | 1 | 1 | 1 | 1 | 50 | 1 | 1 | 2 | 1 | 0.01 | 0.01 |  | 0.01 | 0.01 | 0.01 | 0.01 | 0.01 | 0.03 | 0.01 | 0.01 | 0.01 | 0.01 | 0.01 | 0.01 | 0.01 | 0.01 | 0.01 | 0.01 | 0.01 | 0.01 | 0.01 | 0.5 | 0.5 | 0.5 | 0.5 | 0.5 | 0.5 | 0.5 | 0.5 | 0.5 | 0.5 | 0.5 | 0.5 | 0.5 | 0.5 | 0.5 | 0.5 | 0.5 | 0.5 | 0.5 | 0.5 | 0.5 | 0.5 | 0.5 | 0.5 | 0.5 | 0.5 | 0.5 | 0.5 | 0.5 | 0.5 | 0.5 | 0.5 | 0.5 | 0.5 | 0.5 | 0.5 | 0.5 | 0.5 | 0.5 | 0.5 | 0.5 | 0.5
| 843068 | G4 | WATER | Surface Water | 2019-06-13 | 2019-06-13 | 2019 | 2019 | G4¦43629 | G4¦43629 | 8.5 | 860 |  |  | 13 | 400 | 64 | 0.26 | 0.34 | 0.16 | 0.68 | 0.2 | 0.06 | 93 | 0.2 | 0.1 | 1 |  | 0.005 | 170 | 11 | 14 | 40 | 1.6 | 64 | 0.08 | 1 | 1 | 2900 | 1 | 1 | 9.8 | 0.01 | 390 | [12 empty] | 7 | 6.6 | 10 | 0.01 | 0.01 | 0.01 | 0.01 | 0.01 | 0.01 | 0.01 | 0.01 | 0.01 | 0.01 | 0.01 | 0.01 | 0.01 | 0.01 | 0.01 | 0.01 | 0.2 | 1 | 1 | 1 | 5 | 2 | 1 | 1 | 1 | 1 | 1 | 5 | 1 | 1 | 1 | 1 | 1 | 2 | 1 | 1 | 10 | 5 | 10 | 1 | 10 | 10 | 1 | 2 | 10 | 5 | 1 | 2 | 1 | 1 | 1 | 1 | 1 | 1 | 1 | 50 | 1 | 1 | 1 | 1 | 1 | 1 | 1 | 1 | 1 | 1 | 1 | 1 | 50 | 1 | 1 | 2 | 1 | 0.01 | 0.01 |  | 0.01 | 0.01 | 0.01 | 0.01 | 0.01 | 0.03 | 0.01 | 0.01 | 0.01 | 0.01 | 0.01 | 0.01 | 0.01 | 0.01 | 0.01 | 0.01 | 0.01 | 0.01 | 0.01 | 0.5 | 0.5 | 0.5 | 0.5 | 0.5 | 0.5 | 0.5 | 0.5 | 0.5 | 0.5 | 0.5 | 0.5 | 0.5 | 0.5 | 0.5 | 0.5 | 0.5 | 0.5 | 0.5 | 0.5 | 0.5 | 0.5 | 0.5 | 0.5 | 0.5 | 0.5 | 0.5 | 0.5 | 0.5 | 0.5 | 0.5 | 0.5 | 0.5 | 0.5 | 0.5 | 0.5 | 0.5 | 0.5 | 0.5 | 0.5 | 0.5 | 0.5
| 1096496 | G5 | WATER | Surface Water | 2020-11-12 | 2020-11-12 | 2020 | 2020 | G5¦44147 | G5¦44147 | 8.4 | 1200 |  |  | 23 | 310 | 150 | 0.42 | 0.48 | 0.32 | 54 | 1.6 |  | 99 | 12 | 0.1 | 2 |  | 0.005 | 170 | 16 | 11 | 98 | 1.3 | 29 | 0.08 | 2.5 | 1.4 | 110 | 1 | 1 | 5.8 | 0.01 | 440 | 0.52 | [12 empty] | 11 | 10 | 0.01 | 0.01 | 0.01 | 0.01 | 0.01 | 0.01 | 0.01 | 0.01 | 0.01 | 0.01 | 0.01 | 0.01 | 0.01 | 0.01 | 0.01 | 0.01 | 0.2 | 0.1 | 0.1 | 0.1 | 2 | 0.2 | 0.1 | 0.1 | 0.1 | 0.1 | 0.1 | 0.5 | 0.1 | 0.1 | 0.1 | 0.1 | 0.1 | 0.2 | 0.1 | 0.1 | 0.1 | 0.5 | 1 | 0.1 | 1 | 0.1 | 0.1 | 0.2 | 1 | 0.5 | 0.1 | 0.2 | 0.1 | 0.1 | 0.1 | 0.1 | 1 | 0.1 | 0.1 | 5 | 0.1 | 0.1 | 0.1 | 0.1 | 0.1 | 0.1 | 0.1 | 0.1 | 0.1 | 0.1 | 0.1 | 0.1 | 5 | 0.1 | 0.1 | 0.2 | 0.1 | 0.01 | 0.01 |  | 0.01 | 0.01 | 0.01 | 0.01 | 0.01 | 0.03 | 0.01 | 0.01 | 0.01 | 0.01 | 0.01 | 0.01 | 0.01 | 0.01 | 0.01 | 0.01 | 0.01 | 0.01 | 0.01 | 0.5 | 0.5 | 0.5 | 0.5 | 0.5 | 0.5 | 0.5 | 0.5 | 0.5 | 0.5 | 0.5 | 0.5 | 0.5 | 0.5 | 0.5 | 0.5 | 0.5 | 0.5 | 0.5 | 0.5 | 0.5 | 0.5 | 0.5 | 0.5 | 0.5 | 0.5 | 0.5 | 0.5 | 0.5 | 0.5 | 0.5 | 0.5 | 0.5 | 0.5 | 0.5 | 0.5 | 0.5 | 0.5 | 0.5 | 0.5 | 0.5 | 0.5
| 1096621 | G3 | WATER | Surface Water | 2020-11-12 | 2020-11-12 | 2020 | 2020 | G3¦44147 | G3¦44147 | 7.5 | 970 |  |  | 96 | 570 | 64 | 0.1 | 0.13 | 0.2 | 5.5 | 0.3 |  | 98 | 1.3 | [B] 0.99 | 3 |  | 0.005 | 150 | 11 | 12 | 35 | 1 | 20 | 0.08 | 3.6 | 1 | 8.4 | 1 | 1 | 3.6 | 0.01 | 650 | 0.098 | [12 empty] | 6.7 | 10 | 0.01 | 0.01 | 0.01 | 0.01 | 0.01 | 0.01 | 0.01 | 0.01 | 0.01 | 0.01 | 0.01 | 0.01 | 0.01 | 0.01 | 0.01 | 0.01 | 0.2 | 0.1 | 0.1 | 0.1 | 2 | 0.2 | 0.1 | 0.1 | 0.1 | 0.1 | 0.1 | 0.5 | 0.1 | 0.1 | 0.1 | 0.1 | 0.1 | 0.2 | 0.1 | 0.1 | 0.1 | 0.5 | 1 | 0.1 | 1 | 0.1 | 0.1 | 0.2 | 1 | 0.5 | 0.1 | 0.2 | 0.1 | 0.1 | 0.1 | 0.1 | 1 | 0.1 | 0.1 | 5 | 0.1 | 0.1 | 0.1 | 0.1 | 0.1 | 0.1 | 0.1 | 0.1 | 0.1 | 0.1 | 0.1 | 0.1 | 5 | 0.1 | 0.1 | 0.2 | 0.1 | 0.01 | 0.01 |  | 0.01 | 0.01 | 0.01 | 0.01 | 0.01 | 0.03 | 0.01 | 0.01 | 0.01 | 0.01 | 0.01 | 0.01 | 0.01 | 0.01 | 0.01 | 0.01 | 0.01 | 0.01 | 0.01 | 0.5 | 0.5 | 0.5 | 0.5 | 0.5 | 0.5 | 0.5 | 0.5 | 0.5 | 0.5 | 0.5 | 0.5 | 0.5 | 0.5 | 0.5 | 0.5 | 0.5 | 0.5 | 0.5 | 0.5 | 0.5 | 0.5 | 0.5 | 0.5 | 0.5 | 0.5 | 0.5 | 0.5 | 0.5 | 0.5 | 0.5 | 0.5 | 0.5 | 0.5 | 0.5 | 0.5 | 0.5 | 0.5 | 0.5 | 0.5 | 0.5 | 0.5
| 1096622 | G4 | WATER | Surface Water | 2020-11-12 | 2020-11-12 | 2020 | 2020 | G4¦44147 | G4¦44147 | 7.8 | 1200 |  |  | 8 | 510 | 140 | 0.093 | 0.12 | 0.18 | 44 | 1.5 |  | 100 | 9.9 | [B] 0.78 | 3 |  | 0.005 | 180 | 17 | 13 | 93 | 1.7 | 28 | 0.08 | 3.8 | 1.4 | 68 | 1.4 | 1 | 7.5 | 0.01 | 650 | 0.49 | [12 empty] | 10 | 42 | 0.01 | 0.01 | 0.01 | 0.01 | 0.01 | 0.01 | 0.01 | 0.01 | 0.01 | 0.01 | 0.01 | 0.01 | 0.01 | 0.01 | 0.01 | 0.01 | 0.2 | 0.1 | 0.1 | 0.1 | 2 | 0.2 | 0.1 | 0.1 | 0.1 | 0.1 | 0.1 | 0.5 | 0.1 | 0.1 | 0.1 | 0.1 | 0.1 | 0.2 | 0.1 | 0.1 | 0.1 | 0.5 | 1 | 0.1 | 1 | 0.1 | 0.1 | 0.2 | 1 | 0.5 | 0.1 | 0.2 | 0.1 | 0.1 | 0.1 | 0.1 | 1 | 0.1 | 0.1 | 5 | 0.1 | 0.1 | 0.1 | 0.1 | 0.1 | 0.1 | 0.1 | 0.1 | 0.1 | 0.1 | 0.1 | 0.1 | 5 | 0.1 | 0.1 | 0.2 | 0.1 | 0.01 | 0.01 |  | 0.01 | 0.01 | 0.01 | 0.01 | 0.01 | 0.03 | 0.01 | 0.01 | 0.01 | 0.01 | 0.01 | 0.01 | 0.01 | 0.01 | 0.01 | 0.01 | 0.01 | 0.01 | 0.01 | 0.5 | 0.5 | 0.5 | 0.5 | 0.5 | 0.5 | 0.5 | 0.5 | 0.5 | 0.5 | 0.5 | 0.5 | 0.5 | 0.5 | 0.5 | 0.5 | 0.5 | 0.5 | 0.5 | 0.5 | 0.5 | 0.5 | 0.5 | 0.5 | 0.5 | 0.5 | 0.5 | 0.5 | 0.5 | 0.5 | 0.5 | 0.5 | 0.5 | 0.5 | 0.5 | 0.5 | 0.5 | 0.5 | 0.5 | 0.5 | 0.5 | 0.5
| 1101505 | G6A | WATER | Surface Water | 2020-11-20 | 2020-11-20 | 2020 | 2020 | G6A¦44155 | G6A¦44155 | 7.4 | 970 |  |  | 1400 | 340 | 110 | 0.76 | 0.97 | 0.37 | 2 | 0.32 |  | 63 | 0.57 | 0.1 | 3 |  | 0.005 | 86 | 11 | 10 | 44 | 2 | 26 | 0.08 | 3.1 | 1.1 | 32 | 3.1 | 1 | 25 | 0.01 | 450 | 0.1 | [12 empty] | 92 | 10 | 0.01 | 0.01 | 0.01 | 0.01 | 0.01 | 0.01 | 0.01 | 0.01 | 0.01 | 0.01 | 0.01 | 0.01 | 0.01 | 0.01 | 0.01 | 0.01 | 0.2 | 0.1 | 0.1 | 0.1 | 2 | 0.2 | 0.1 | 0.1 | 0.1 | 0.1 | 0.1 | 0.5 | 0.1 | 0.1 | 0.1 | 0.1 | 0.1 | 0.2 | 0.1 | 0.1 | 0.1 | 0.5 | 1 | 0.1 | 1 | 0.1 | 0.1 | 0.2 | 1 | 0.5 | 0.1 | 0.2 | 0.1 | 0.1 | 0.1 | 0.1 | 1 | 0.1 | 0.1 | 5 | 0.1 | 0.1 | 0.1 | 0.1 | 0.1 | 0.1 | 0.1 | 0.1 | 0.1 | 0.1 | 0.1 | 0.1 | 5 | 0.1 | 0.1 | 0.2 | 0.1 | 0.01 | 0.01 |  | 0.01 | 0.01 | 0.01 | 0.01 | 0.01 | 0.03 | 0.01 | 0.01 | 0.01 | 0.01 | 0.01 | 0.01 | 0.01 | 0.01 | 0.01 | 0.01 | 0.01 | 0.01 | 0.01 | 0.5 | 0.5 | 0.5 | 0.5 | 0.5 | 0.5 | 0.5 | 0.5 | 0.5 | 0.5 | 0.5 | 0.5 | 0.5 | 0.5 | 0.5 | 0.5 | 0.5 | 0.5 | 0.5 | 0.5 | 0.5 | 0.5 | 0.5 | 0.5 | 0.5 | 0.5 | 0.5 | 0.5 | 0.5 | 0.5 | 0.5 | 0.5 | 0.5 | 0.5 | 0.5 | 0.5 | 0.5 | 0.5 | 0.5 | 0.5 | 0.5 | 0.5
| 1200601 | G6a | WATER | Surface Water | 2021-05-12 | 2021-05-12 | 2021 | 2021 | G6a¦44328 | G6a¦44328 | 8.3 | 880 |  |  | 770 | 290 | 86 | 0.29 | 0.33 | 0.74 | 8.4 | 0.2 |  | 67 | 2.1 | 0.1 | 15 |  | 0.005 | 110 | 6.1 | 9.9 | 45 | 1.3 | 800 | 0.11 | 15 | 1.2 | 120 | 6.1 | 0.5 | 4.4 | 0.01 | 190 | 0.026 | [12 empty] | 11 | 10 | 0.01 | 0.01 | 0.01 | 0.01 | 0.01 | 0.01 | 0.01 | 0.01 | 0.01 | 0.01 | 0.01 | 0.01 | 0.01 | 0.01 | 0.01 | 0.01 | 0.2 | 0.1 | 0.1 | 0.1 | 2 | 0.2 | 0.1 | 0.1 | 0.1 | 0.1 | 0.1 | 0.5 | 0.1 | 0.1 | 0.1 | 0.1 | 0.1 | 0.2 | 0.1 | 0.1 | 0.1 | 0.5 | 1 | 0.1 | 1 | 0.1 | 0.1 | 0.2 | 1 | 0.5 | 0.1 | 0.2 | 0.1 | 0.1 | 0.1 | 0.1 | 1 | 0.1 | 0.1 | 5 | 0.1 | 0.1 | 0.1 | 0.1 | 0.1 | 0.1 | 0.1 | 0.1 | 0.1 | 0.1 | 0.1 | 0.1 | 5 | 0.1 | 0.1 | 0.2 | 0.1 | 0.01 | 0.01 |  | 0.01 | 0.01 | 0.01 | 0.01 | 0.01 | 0.03 | 0.01 | 0.01 | 0.01 | 0.01 | 0.01 | 0.01 | 0.01 | 0.01 | 0.01 | 0.01 | 0.01 | 0.01 | 0.01 | 0.5 | 0.5 | 0.5 | 0.5 | 0.5 | 0.5 | 0.5 | 0.5 | 0.5 | 0.5 | 0.5 | 0.5 | 0.5 | 0.5 | 0.5 | 0.5 | 0.5 | 0.5 | 0.5 | 0.5 | 0.5 | 0.5 | 0.5 | 0.5 | 0.5 | 0.5 | 0.5 | 0.5 | 0.5 | 0.5 | 0.5 | 0.5 | 0.5 | 0.5 | 0.5 | 0.5 | 0.5 | 0.5 | 0.5 | 0.5 | 0.5 | 0.5
| 1200684 | G7A | WATER | Surface Water | 2021-05-11 | 2021-05-11 | 2021 | 2021 | G7A¦44327 | G7A¦44327 | 8.4 | 910 |  |  | 5 | 110 | 120 | 0.39 | 0.44 | 0.073 | 5.1 | 0.2 |  | 54 | 1.2 | 0.1 | 45 |  | 0.005 | 120 | 6.4 | 12 | 48 | 1.4 | 39 | 0.11 | 45 | 2.5 | 40 | 15 | 0.5 | 26 | 0.01 | 190 | 0.031 | [12 empty] | 9.2 | 10 | 0.01 | 0.01 | 0.01 | 0.01 | 0.01 | 0.01 | 0.01 | 0.01 | 0.01 | 0.01 | 0.01 | 0.01 | 0.01 | 0.01 | 0.01 | 0.01 | 0.2 | 0.1 | 0.1 | 0.1 | 2 | 0.2 | 0.1 | 0.1 | 0.1 | 0.1 | 0.1 | 0.5 | 0.1 | 0.1 | 0.1 | 0.1 | 0.1 | 0.2 | 0.1 | 0.1 | 0.1 | 0.5 | 1 | 0.1 | 1 | 0.1 | 0.1 | 0.2 | 1 | 0.5 | 0.1 | 0.2 | 0.1 | 0.1 | 0.1 | 0.1 | 1 | 0.1 | 0.1 | 5 | 0.1 | 0.1 | 0.1 | 0.1 | 0.1 | 0.1 | 0.1 | 0.1 | 0.1 | 0.1 | 0.1 | 0.1 | 5 | 0.1 | 0.1 | 0.2 | 0.1 | 0.01 | 0.01 |  | 0.01 | 0.01 | 0.01 | 0.01 | 0.01 | 0.03 | 0.01 | 0.01 | 0.01 | 0.01 | 0.01 | 0.01 | 0.01 | 0.01 | 0.01 | 0.01 | 0.01 | 0.01 | 0.01 | 0.5 | 0.5 | 0.5 | 0.5 | 0.5 | 0.5 | 0.5 | 0.5 | 0.5 | 0.5 | 0.5 | 0.5 | 0.5 | 0.5 | 0.5 | 0.5 | 0.5 | 0.5 | 0.5 | 0.5 | 0.5 | 0.5 | 0.5 | 0.5 | 0.5 | 0.5 | 0.5 | 0.5 | 0.5 | 0.5 | 0.5 | 0.5 | 0.5 | 0.5 | 0.5 | 0.5 | 0.5 | 0.5 | 0.5 | 0.5 | 0.5 | 0.5
| 1204426 | G3 | WATER | Surface Water | 2021-05-18 | 2021-05-18 | 2021 | 2021 | G3¦44334 | G3¦44334 | 8.1 | 880 |  |  | 43 | 370 | 58 | 0.16 | 0.19 | 0.13 | 3.2 | 0.2 |  | 93 | 0.77 | 4.6 | 44 |  | 0.005 | 150 | 7.6 | 12 | 32 | 0.68 | 30 | 0.11 | 49 | 1.4 | 18 | 21 | 0.5 | 3 | 0.01 | 220 | 0.025 | [12 empty] | 4.7 | 10 | 0.01 | 0.01 | 0.01 | 0.01 | 0.01 | 0.01 | 0.01 | 0.01 | 0.01 | 0.01 | 0.01 | 0.01 | 0.01 | 0.01 | 0.01 | 0.01 | 0.2 | 0.1 | 0.1 | 0.1 | 2 | 0.2 | 0.1 | 0.1 | 0.1 | 0.1 | 0.1 | 0.5 | 0.1 | 0.1 | 0.1 | 0.1 | 0.1 | 0.2 | 0.1 | 0.1 | 0.1 | 0.5 | 1 | 0.1 | 1 | 0.1 | 0.1 | 0.2 | 1 | 0.5 | 0.1 | 0.2 | 0.1 | 0.1 | 0.1 | 0.1 | 1 | 0.1 | 0.1 | 5 | 0.1 | 0.1 | 0.1 | 0.1 | 0.1 | 0.1 | 0.1 | 0.1 | 0.1 | 0.1 | 0.1 | 0.1 | 5 | 0.1 | 0.1 | 0.2 | 0.1 | 0.01 | 0.01 |  | 0.01 | 0.01 | 0.01 | 0.01 | 0.01 | 0.03 | 0.01 | 0.01 | 0.01 | 0.01 | 0.01 | 0.01 | 0.01 | 0.01 | 0.01 | 0.01 | 0.01 | 0.01 | 0.01 | 0.5 | 0.5 | 0.5 | 0.5 | 0.5 | 0.5 | 0.5 | 0.5 | 0.5 | 0.5 | 0.5 | 0.5 | 0.5 | 0.5 | 0.5 | 0.5 | 0.5 | 0.5 | 0.5 | 0.5 | 0.5 | 0.5 | 0.5 | 0.5 | 0.5 | 0.5 | 0.5 | 0.5 | 0.5 | 0.5 | 0.5 | 0.5 | 0.5 | 0.5 | 0.5 | 0.5 | 0.5 | 0.5 | 0.5 | 0.5 | 0.5 | 0.5
| 1204427 | G4 | WATER | Surface Water | 2021-05-18 | 2021-05-18 | 2021 | 2021 | G4¦44334 | G4¦44334 | 8.2 | 1100 |  |  | 39 | 220 | 120 | 0.12 | 0.15 | 0.19 | 54 | 0.68 |  | 86 | 12 | 5.3 | 35 |  | 0.005 | 130 | 11 | 9.9 | 64 | 1.1 | 40 | 0.11 | 40 | 2.5 | 61 | 18 | 0.5 | 3.5 | 0.01 | 230 | 0.22 | [12 empty] | 6.2 | 10 | 0.01 | 0.01 | 0.01 | 0.01 | 0.01 | 0.01 | 0.01 | 0.01 | 0.01 | 0.01 | 0.01 | 0.01 | 0.01 | 0.01 | 0.01 | 0.01 | 0.2 | 0.1 | 0.1 | 0.1 | 2 | 0.2 | 0.1 | 0.1 | 0.1 | 0.1 | 0.1 | 0.5 | 0.1 | 0.1 | 0.1 | 0.1 | 0.1 | 0.2 | 0.1 | 0.1 | 0.1 | 0.5 | 1 | 0.1 | 1 | 0.1 | 0.1 | 0.2 | 1 | 0.5 | 0.1 | 0.2 | 0.1 | 0.1 | 0.1 | 0.1 | 1 | 0.1 | 0.1 | 5 | 0.1 | 0.1 | 0.1 | 0.1 | 0.1 | 0.1 | 0.1 | 0.1 | 0.1 | 0.1 | 0.1 | 0.1 | 5 | 0.1 | 0.1 | 0.2 | 0.1 | 0.01 | 0.01 |  | 0.01 | 0.01 | 0.01 | 0.01 | 0.01 | 0.03 | 0.01 | 0.01 | 0.01 | 0.01 | 0.01 | 0.01 | 0.01 | 0.01 | 0.01 | 0.01 | 0.01 | 0.01 | 0.01 | 0.5 | 0.5 | 0.5 | 0.5 | 0.5 | 0.5 | 0.5 | 0.5 | 0.5 | 0.5 | 0.5 | 0.5 | 0.5 | 0.5 | 0.5 | 0.5 | 0.5 | 0.5 | 0.5 | 0.5 | 0.5 | 0.5 | 0.5 | 0.5 | 0.5 | 0.5 | 0.5 | 0.5 | 0.5 | 0.5 | 0.5 | 0.5 | 0.5 | 0.5 | 0.5 | 0.5 | 0.5 | 0.5 | 0.5 | 0.5 | 0.5 | 0.5
| 1205944 | G5 | WATER | Surface Water | 2021-05-19 | 2021-05-19 | 2021 | 2021 | G5¦44335 | G5¦44335 | 8 | 940 |  |  | 130 | 540 | 73 | 0.65 | 0.79 | 0.86 | 31 | 0.49 |  | 81 | 7.2 | 2.2 | 11 |  | 0.005 | 130 | 7.1 | 9 | 48 | 0.69 | 32 | 0.11 | 13 | 1.9 | 11 | 7 | 0.5 | 19 | 0.01 | 140 | 0.16 | [12 empty] | 5.9 | 10 | 0.01 | 0.01 | 0.01 | 0.01 | 0.01 | 0.01 | 0.01 | 0.01 | 0.01 | 0.01 | 0.01 | 0.01 | 0.01 | 0.01 | 0.01 | 0.01 | 0.2 | 0.1 | 0.1 | 0.1 | 2 | 0.2 | 0.1 | 0.1 | 0.1 | 0.1 | 0.1 | 0.5 | 0.1 | 0.1 | 0.1 | 0.1 | 0.1 | 0.2 | 0.1 | 0.1 | 0.1 | 0.5 | 1 | 0.1 | 1 | 0.1 | 0.1 | 0.2 | 1 | 0.5 | 0.1 | 0.2 | 0.1 | 0.1 | 0.1 | 0.1 | 1 | 0.1 | 0.1 | 5 | 0.1 | 0.1 | 0.1 | 0.1 | 0.1 | 0.1 | 0.1 | 0.1 | 0.1 | 0.1 | 0.1 | 0.1 | 5 | 0.1 | 0.1 | 0.2 | 0.1 | 0.01 | 0.01 |  | 0.01 | 0.01 | 0.01 | 0.01 | 0.01 | 0.03 | 0.01 | 0.01 | 0.01 | 0.01 | 0.01 | 0.01 | 0.01 | 0.01 | 0.01 | 0.01 | 0.01 | 0.01 | 0.01 | 0.5 | 0.5 | 0.5 | 0.5 | 0.5 | 0.5 | 0.5 | 0.5 | 0.5 | 0.5 | 0.5 | 0.5 | 0.5 | 0.5 | 0.5 | 0.5 | 0.5 | 0.5 | 0.5 | 0.5 | 0.5 | 0.5 | 0.5 | 0.5 | 0.5 | 0.5 | 0.5 | 0.5 | 0.5 | 0.5 | 0.5 | 0.5 | 0.5 | 0.5 | 0.5 | 0.5 | 0.5 | 0.5 | 0.5 | 0.5 | 0.5 | 0.5
| 1323591 | G7a | WATER | Surface Water | 2021-11-17 | 2021-11-17 | 2021 | Nov 2021a | G7a¦44517 | G7a¦44517 | 8.3 | 1300 |  |  | 11 | 400 | 130 | 0.54 | 0.63 | 0.22 | 14 | 0.2 |  | 74 | 3.2 | 3.8 |  |  | 0.005 | 130 | 8 | 12 | 55 | 0.86 | 35 | 0.11 | 7.8 | 1.8 | 120 | 0.5 | 0.5 | 2.5 | 0.01 | 33 | 0.039 | [12 empty] | 8 | 10 | 0.01 | 0.01 | 0.01 | 0.01 | 0.01 | 0.01 | 0.01 | 0.01 | 0.01 | 0.01 | 0.01 | 0.01 | 0.01 | 0.01 | 0.01 | 0.01 | 0.2 | 0.1 | 0.1 | 0.1 | 2 | 0.2 | 0.1 | 0.1 | 0.1 | 0.1 | 0.1 | 0.5 | 0.1 | 0.1 | 0.1 | 0.1 | 0.1 | 0.2 | 0.1 | 0.1 | 0.1 | 0.5 | 1 | 0.1 | 1 | 0.1 | 0.1 | 0.2 | 1 | 0.5 | 0.1 | 0.2 | 0.1 | 0.1 | 0.1 | 0.1 | 1 | 0.1 | 0.1 | 5 | 0.1 | 0.1 | 0.1 | 0.1 | 0.1 | 0.1 | 0.1 | 0.1 | 0.1 | 0.1 | 0.1 | 0.1 | 5 | 0.1 | 0.1 | 0.2 | 0.1 | 0.01 | 0.01 |  | 0.01 | 0.01 | 0.01 | 0.01 | 0.01 | 0.03 | 0.01 | 0.01 | 0.01 | 0.01 | 0.01 | 0.01 | 0.01 | 0.01 | 0.01 | 0.01 | 0.01 | 0.01 | 0.01 | 0.5 | 0.5 | 0.5 | 0.5 | 0.5 | 0.5 | 0.5 | 0.5 | 0.5 | 0.5 | 0.5 | 0.5 | 0.5 | 0.5 | 0.5 | 0.5 | 0.5 | 0.5 | 0.5 | 0.5 | 0.5 | 0.5 | 0.5 | 0.5 | 0.5 | 0.5 | 0.5 | 0.5 | 0.5 | 0.5 | 0.5 | 0.5 | 0.5 | 0.5 | 0.5 | 0.5 | 0.5 | 0.5 | 0.5 | 0.5 | 0.5 | 0.5
| 1322897 | G6a | WATER | Surface Water | 2021-11-16 | 2021-11-16 | 2021 | Nov 2021b | G6a¦44516 | G6a¦44516 | 7.6 | 1100 |  |  | 36 | 360 | 120 | 0.26 | 0.33 | 0.15 | 21 | 0.26 |  | 74 | 4.8 | 0.1 |  |  | 0.005 | 140 | 8 | 11 | 51 | 0.76 | 820 | 0.11 | 0.5 | 0.71 | 190 | 0.73 | 0.5 | 9 | 0.01 | 26 | 0.085 | [12 empty] | 7 | 10 | 0.01 | 0.01 | 0.01 | 0.01 | 0.01 | 0.01 | 0.01 | 0.01 | 0.01 | 0.01 | 0.01 | 0.01 | 0.01 | 0.01 | 0.01 | 0.01 | 0.2 | 0.1 | 0.1 | 0.1 | 2 | 0.2 | 0.1 | 0.1 | 0.1 | 0.1 | 0.1 | 0.5 | 0.1 | 0.1 | 0.1 | 0.1 | 0.1 | 0.2 | 0.1 | 0.1 | 0.1 | 0.5 | 1 | 0.1 | 1 | 0.1 | 0.1 | 0.2 | 1 | 0.5 | 0.1 | 0.2 | 0.1 | 0.1 | 0.1 | 0.1 | 1 | 0.1 | 0.1 | 5 | 0.1 | 0.1 | 0.1 | 0.1 | 0.1 | 0.1 | 0.1 | 0.1 | 0.1 | 0.1 | 0.1 | 0.1 | 5 | 0.1 | 0.1 | 0.2 | 0.1 | 0.01 | 0.01 |  | 0.01 | 0.01 | 0.01 | 0.01 | 0.01 | 0.03 | 0.01 | 0.01 | 0.01 | 0.01 | 0.01 | 0.01 | 0.01 | 0.01 | 0.01 | 0.01 | 0.01 | 0.01 | 0.01 | 0.5 | 0.5 | 0.5 | 0.5 | 0.5 | 0.5 | 0.5 | 0.5 | 0.5 | 0.5 | 0.5 | 0.5 | 0.5 | 0.5 | 0.5 | 0.5 | 0.5 | 0.5 | 0.5 | 0.5 | 0.5 | 0.5 | 0.5 | 0.5 | 0.5 | 0.5 | 0.5 | 0.5 | 0.5 | 0.5 | 0.5 | 0.5 | 0.5 | 0.5 | 0.5 | 0.5 | 0.5 | 0.5 | 0.5 | 0.5 | 0.5 | 0.5
| 1323434 | G3 | WATER | Surface Water | 2021-11-18 | 2021-11-18 | 2021 | Nov 2021c | G3¦44518 | G3¦44518 | 7.5 | 870 |  |  | 10 | 430 | 59 | 0.31 | 0.39 | 0.37 | 11 | 0.6 |  | 97 | 2.5 | 0.1 |  |  | 0.005 | 150 | 7.7 | 12 | 33 | 0.61 | 750 | 0.11 | 0.5 | 0.5 | 370 | 0.5 | 0.5 | 3.3 | 0.01 | 7.5 | 0.2 | [12 empty] | 4.1 | 71 | 0.01 | 0.01 | 0.01 | 0.01 | 0.01 | 0.01 | 0.01 | 0.01 | 0.01 | 0.01 | 0.01 | 0.01 | 0.01 | 0.01 | 0.01 | 0.01 | 0.2 | 0.1 | 0.1 | 0.1 | 2 | 0.2 | 0.1 | 0.1 | 0.1 | 0.1 | 0.1 | 0.5 | 0.1 | 0.1 | 0.1 | 0.1 | 0.1 | 0.2 | 0.1 | 0.1 | 0.1 | 0.5 | 1 | 0.1 | 1 | 0.1 | 0.1 | 0.2 | 1 | 0.5 | 0.1 | 0.2 | 0.1 | 0.1 | 0.1 | 0.1 | 1 | 0.1 | 0.1 | 5 | 0.1 | 0.1 | 0.1 | 0.1 | 0.1 | 0.1 | 0.1 | 0.1 | 0.1 | 0.1 | 0.1 | 0.1 | 5 | 0.1 | 0.1 | 0.2 | 0.1 | 0.01 | 0.01 |  | 0.01 | 0.01 | 0.01 | 0.01 | 0.01 | 0.03 | 0.01 | 0.01 | 0.01 | 0.01 | 0.01 | 0.01 | 0.01 | 0.01 | 0.01 | 0.01 | 0.01 | 0.01 | 0.01 | 0.5 | 0.5 | 0.5 | 0.5 | 0.5 | 0.5 | 0.5 | 0.5 | 0.5 | 0.5 | 0.5 | 0.5 | 0.5 | 0.5 | 0.5 | 0.5 | 0.5 | 0.5 | 0.5 | 0.5 | 0.5 | 0.5 | 0.5 | 0.5 | 0.5 | 0.5 | 0.5 | 0.5 | 0.5 | 0.5 | 0.5 | 0.5 | 0.5 | 0.5 | 0.5 | 0.5 | 0.5 | 0.5 | 0.5 | 0.5 | 0.5 | 0.5
| 1323435 | G4 | WATER | Surface Water | 2021-11-18 | 2021-11-18 | 2021 | Nov 2021c | G4¦44518 | G4¦44518 | 7.5 | 1100 |  |  | 14 | 390 | 85 | 0.13 | 0.17 | 0.15 | 43 | 0.31 |  | 92 | 9.7 | 0.1 |  |  | 0.005 | 150 | 9 | 10 | 55 | 0.66 | 710 | 0.11 | 0.5 | 0.75 | 180 | 0.87 | 0.5 | 4.7 | 0.01 | 24 | 0.1 | [12 empty] | 4.5 | 190 | 0.01 | 0.01 | 0.01 | 0.01 | 0.01 | 0.01 | 0.01 | 0.01 | 0.01 | 0.01 | 0.01 | 0.01 | 0.01 | 0.01 | 0.01 | 0.01 | 0.2 | 0.1 | 0.1 | 0.1 | 2 | 0.2 | 0.1 | 0.1 | 0.1 | 0.1 | 0.1 | 0.5 | 0.1 | 0.1 | 0.1 | 0.1 | 0.1 | 0.2 | 0.59 | 0.1 | 0.1 | 0.5 | 1 | 0.1 | 1 | 0.1 | 0.1 | 0.2 | 1 | 0.5 | 0.1 | 0.2 | 0.1 | 0.1 | 0.1 | 0.1 | 1 | 0.1 | 0.1 | 5 | 0.1 | 0.1 | 0.1 | 0.1 | 0.1 | 0.1 | 0.1 | 0.1 | 0.1 | 0.1 | 0.1 | 0.1 | 5 | 0.1 | 0.1 | 0.2 | 0.1 | 0.01 | 0.01 |  | 0.01 | 0.01 | 0.01 | 0.01 | 0.01 | 0.03 | 0.01 | 0.01 | 0.01 | 0.01 | 0.01 | 0.01 | 0.01 | 0.01 | 0.01 | 0.01 | 0.01 | 0.01 | 0.01 | 0.5 | 0.5 | 0.5 | 0.5 | 0.5 | 0.5 | 0.5 | 0.5 | 0.5 | 0.5 | 0.5 | 0.5 | 0.5 | 0.5 | 0.5 | 0.5 | 0.5 | 0.5 | 0.5 | 0.5 | 0.5 | 0.5 | 0.5 | 0.5 | 0.5 | 0.5 | 0.5 | 0.5 | 0.5 | 0.5 | 0.5 | 0.5 | 0.5 | 0.5 | 0.5 | 0.5 | 0.5 | 0.5 | 0.5 | 0.5 | 0.5 | 0.5
| 1323436 | G5 | WATER | Surface Water | 2021-11-18 | 2021-11-18 | 2021 | Nov 2021c | G5¦44518 | G5¦44518 | 7.5 | 1100 |  |  | 18 | 400 | 83 | 0.22 | 0.28 | 0.31 | 38 | 0.2 |  | 90 | 8.6 | 1.1 |  |  | 0.005 | 150 | 8.1 | 10 | 54 | 0.82 | 490 | 0.11 | 0.5 | 0.99 | 230 | 1 | 0.5 | 5.3 | 0.01 | 27 | 0.055 | [12 empty] | 4.7 | 10 | 0.01 | 0.01 | 0.01 | 0.01 | 0.01 | 0.01 | 0.01 | 0.01 | 0.01 | 0.01 | 0.01 | 0.01 | 0.01 | 0.01 | 0.01 | 0.01 | 0.2 | 0.1 | 0.1 | 0.1 | 2 | 0.2 | 0.1 | 0.1 | 0.1 | 0.1 | 0.1 | 0.5 | 0.1 | 0.1 | 0.1 | 0.1 | 0.1 | 0.2 | 0.77 | 0.1 | 0.1 | 0.5 | 1 | 0.1 | 1 | 0.1 | 0.1 | 0.2 | 1 | 0.5 | 0.1 | 0.2 | 0.1 | 0.1 | 0.1 | 0.1 | 1 | 0.1 | 0.1 | 5 | 0.1 | 0.1 | 0.1 | 0.1 | 0.1 | 0.1 | 0.1 | 0.1 | 0.1 | 0.1 | 0.1 | 0.1 | 5 | 0.1 | 0.1 | 0.2 | 0.1 | 0.01 | 0.01 |  | 0.01 | 0.01 | 0.01 | 0.01 | 0.01 | 0.03 | 0.01 | 0.01 | 0.01 | 0.01 | 0.01 | 0.01 | 0.01 | 0.01 | 0.01 | 0.01 | 0.01 | 0.01 | 0.01 | 0.5 | 0.5 | 0.5 | 0.5 | 0.5 | 0.5 | 0.5 | 0.5 | 0.5 | 0.5 | 0.5 | 0.5 | 0.5 | 0.5 | 0.5 | 0.5 | 0.5 | 0.5 | 0.5 | 0.5 | 0.5 | 0.5 | 0.5 | 0.5 | 0.5 | 0.5 | 0.5 | 0.5 | 0.5 | 0.5 | 0.5 | 0.5 | 0.5 | 0.5 | 0.5 | 0.5 | 0.5 | 0.5 | 0.5 | 0.5 | 0.5 | 0.5
| 1448778 | G3 | WATER | Surface Water | 2022-06-14 | 2022-06-14 | 2022 | 2022 | G3¦44726 | G3¦44726 | 7.2 | 160 |  |  | 25 | 230 | 97 | 51 | 64 | 0.37 | 5.9 | 1.2 |  | 110 | 1.5 |  |  | 20 | 0.005 | 140 | 9.1 | 12 | 52 | 0.74 | 160 | 0.11 | 1.1 | 0.5 | 12 | 0.5 | 0.5 | 3.6 | 0.01 | 5 | 0.39 | [11 empty] | 4.5 |  |  | 0.5 | 0.5 | 0.5 | 0.5 | 0.5 | 0.5 | 0.5 | 0.5 | 0.5 | 0.5 | 0.5 | 0.5 | 0.5 | 0.5 | 0.5 | 0.5 | 0.2 | 0.1 | 0.1 | 0.1 | 2 | 0.2 | 0.1 | 0.1 | 0.1 | 0.1 | 0.1 | 0.5 | 0.1 | 0.1 | 0.1 | 0.1 | 0.1 | 0.2 | 0.1 | 0.1 | 0.1 | 0.5 | 1 | 0.1 | 1 | 0.1 | 0.1 | 0.2 | 1 | 0.5 | 0.1 | 0.2 | 0.1 | 0.1 | 0.1 | 0.1 | 1 | 0.1 | 0.1 | 5 | 0.1 | 0.1 | 0.1 | 0.1 | 0.1 | 0.1 | 0.1 | 0.1 | 0.1 | 0.1 | 0.1 | 0.1 | 5 | 0.1 | 0.1 | 0.2 | 0.1 | 0.01 | 0.01 |  | 0.01 | 0.01 | 0.01 |  |  |  | 0.01 | 0.01 | 0.01 | 0.01 | 0.01 | 0.01 | [7 empty] | 0.5 | 0.5 | 0.5 | 0.5 | 0.5 | 0.5 | 0.5 | 0.5 | 0.5 | 0.5 | 0.5 | 0.5 | 0.5 | 0.5 | 0.5 | 0.5 | 0.5 | 0.5 | 0.5 | 0.5 | 0.5 | 0.5 | 0.5 | 0.5 | 0.5 | 0.5 | 0.5 | 0.5 | 0.5 | 0.5 | 0.5 | 0.5 | 0.5 | 0.5 | 0.5 | 0.5 | 0.5 | 0.5 | 0.5 | 0.5 | 0.5 | 0.5
| 1448779 | G4 | WATER | Surface Water | 2022-06-14 | 2022-06-14 | 2022 | 2022 | G4¦44726 | G4¦44726 | 7.9 | 150 |  |  | 13 | 160 | 110 | 67 | 82 | 0.15 | 23 | 1.3 |  | 110 | 5.2 |  |  | 20 | 0.005 | 150 | 8.9 | 12 | 59 | 1.2 | 180 | 0.11 | 0.5 | 0.5 | 51 | 0.5 | 0.5 | 5.9 | 0.01 | 5 | 0.42 | [11 empty] | 5.6 |  |  | 0.5 | 0.5 | 0.5 | 0.5 | 0.5 | 0.5 | 0.5 | 0.5 | 0.5 | 0.5 | 0.5 | 0.5 | 0.5 | 0.5 | 0.5 | 0.5 | 0.2 | 0.1 | 0.1 | 0.1 | 2 | 0.2 | 0.1 | 0.1 | 0.1 | 0.1 | 0.1 | 0.5 | 0.1 | 0.1 | 0.1 | 0.1 | 0.1 | 0.2 | 0.1 | 0.1 | 0.1 | 0.5 | 1 | 0.1 | 1 | 0.1 | 0.1 | 0.2 | 1 | 0.5 | 0.1 | 0.2 | 0.1 | 0.1 | 0.1 | 0.1 | 1 | 0.1 | 0.1 | 5 | 0.1 | 0.1 | 0.1 | 0.1 | 0.1 | 0.1 | 0.1 | 0.1 | 0.1 | 0.1 | 0.1 | 0.1 | 5 | 0.1 | 0.1 | 0.2 | 0.1 | 0.01 | 0.01 |  | 0.01 | 0.01 | 0.01 |  |  |  | 0.01 | 0.01 | 0.01 | 0.01 | 0.01 | 0.01 | [7 empty] | 0.5 | 0.5 | 0.5 | 0.5 | 0.5 | 0.5 | 0.5 | 0.5 | 0.5 | 0.5 | 0.5 | 0.5 | 0.5 | 0.5 | 0.5 | 0.5 | 0.5 | 0.5 | 0.5 | 0.5 | 0.5 | 0.5 | 0.5 | 0.5 | 0.5 | 0.5 | 0.5 | 0.5 | 0.5 | 0.5 | 0.5 | 0.5 | 0.5 | 0.5 | 0.5 | 0.5 | 0.5 | 0.5 | 0.5 | 0.5 | 0.5 | 0.5
| 1451253 | G5 | WATER | Surface Water | 2022-06-16 | 2022-06-16 | 2022 | 2022 | G5¦44728 | G5¦44728 | 9.2 | 770 |  |  | 30 | 730 | 180 | 0.51 | 0.36 | 1.1 | 66 | 1.2 |  | 130 | 15 |  |  | [B] 20 | 0.005 | 150 | 17 | 13 | 97 | 1.9 | 66 | 0.11 | 0.75 | 3 | 11 | 0.83 | 0.5 | 13 | 0.01 | 16 | 0.39 | [11 empty] | 7.7 |  |  | 0.5 | 0.5 | 0.5 | 0.5 | 0.5 | 0.5 | 0.5 | 0.5 | 0.5 | 0.5 | 0.5 | 0.5 | 0.5 | 0.5 | 0.5 | 0.5 | 0.2 | 0.1 | 0.1 | 0.1 | 2 | 0.2 | 0.1 | 0.1 | 0.1 | 0.1 | 0.1 | 0.5 | 0.1 | 0.1 | 0.1 | 0.1 | 0.1 | 0.2 | 0.1 | 0.1 | 0.1 | 0.5 | 1 | 0.1 | 1 | 0.1 | 0.1 | 0.2 | 1 | 0.5 | 0.1 | 0.2 | 0.1 | 0.1 | 0.1 | 0.1 | 1 | 0.1 | 0.1 | 5 | 0.1 | 0.1 | 0.1 | 0.1 | 0.1 | 0.1 | 0.1 | 0.1 | 0.1 | 0.1 | 0.1 | 0.1 | 5 | 0.1 | 0.1 | 0.2 | 0.1 | 0.01 | 0.01 |  | 0.01 | 0.01 | 0.01 |  |  |  | 0.01 | 0.01 | 0.01 | 0.01 | 0.01 | 0.01 | [7 empty] | 0.5 | 0.5 | 0.5 | 0.5 | 0.5 | 0.5 | 0.5 | 0.5 | 0.5 | 0.5 | 0.5 | 0.5 | 0.5 | 0.5 | 0.5 | 0.5 | 0.5 | 0.5 | 0.5 | 0.5 | 0.5 | 0.5 | 0.5 | 0.5 | 0.5 | 0.5 | 0.5 | 0.5 | 0.5 | 0.5 | 0.5 | 0.5 | 0.5 | 0.5 | 0.5 | 0.5 | 0.5 | 0.5 | 0.5 | 0.5 | 0.5 | 0.5
| 1455453 | G7A | WATER | Surface Water | 2022-06-22 | 2022-06-22 | 2022 | 2022 | G7A¦44734 | G7A¦44734 | 8.1 | 950 |  |  | 16 | 460 | 150 | 0.23 | 0.27 | 0.2 | 7.1 | 0.2 |  | 90 | 1.7 |  |  | 20 | 0.005 | 140 | 9.5 | 12 | 59 | 1.8 | 520 | 0.37 | 0.5 | 2.2 | 22 | 0.57 | 0.5 | 4.9 | 0.29 | 6.2 | 0.052 | [11 empty] | 5.3 |  |  | 0.5 | 0.5 | 0.5 | 0.5 | 0.5 | 0.5 | 0.5 | 0.5 | 0.5 | 0.5 | 0.5 | 0.5 | 0.5 | 0.5 | 0.5 | 0.5 | 0.2 | 0.1 | 0.1 | 0.1 | 2 | 0.2 | 0.1 | 0.1 | 0.1 | 0.1 | 0.1 | 0.5 | 0.1 | 0.1 | 0.1 | 0.1 | 0.1 | 0.2 | 0.1 | 0.1 | 0.1 | 0.5 | 1 | 0.1 | 1 | 0.1 | 0.1 | 0.2 | 1 | 0.5 | 0.1 | 0.2 | 0.1 | 0.1 | 0.1 | 0.1 | 1 | 0.1 | 0.1 | 5 | 0.1 | 0.1 | 0.1 | 0.1 | 0.1 | 0.1 | 0.1 | 0.1 | 0.1 | 0.1 | 0.1 | 0.1 | 5 | 0.1 | 0.1 | 0.2 | 0.1 | 0.01 | 0.01 |  | 0.01 | 0.01 | 0.01 |  |  |  | 0.01 | 0.01 | 0.01 | 0.01 | 0.01 | 0.01 | [7 empty] | 0.5 | 0.5 | 0.5 | 0.5 | 0.5 | 0.5 | 0.5 | 0.5 | 0.5 | 0.5 | 0.5 | 0.5 | 0.5 | 0.5 | 0.5 | 0.5 | 0.5 | 0.5 | 0.5 | 0.5 | 0.5 | 0.5 | 0.5 | 0.5 | 0.5 | 0.5 | 0.5 | 0.5 | 0.5 | 0.5 | 0.5 | 0.5 | 0.5 | 0.5 | 0.5 | 0.5 | 0.5 | 0.5 | 0.5 | 0.5 | 0.5 | 0.5
| 1458387 | G6a | WATER | Surface Water | 2022-06-28 | 2022-06-28 | 2022 | 2022 | G6a¦44740 | G6a¦44740 | 8.9 | 980 |  |  | 190 | 190 | 110 | 0.61 | 0.54 | 0.75 | 5.8 | 0.2 |  | 110 | 1.5 |  |  | 20 | 0.005 | 140 | 7.1 | 12 | 55 | 2.8 | 40 | 0.56 | 10 | 2.1 | 6 | 4.7 | 0.95 | 9.6 | 0.01 | 36 | 0.02 | [11 empty] | 4.4 |  |  | 0.5 | 0.5 | 0.5 | 0.5 | 0.5 | 0.5 | 0.5 | 0.5 | 0.5 | 0.5 | 0.5 | 0.5 | 0.5 | 0.5 | 0.5 | 0.5 | 0.2 | 0.1 | 0.1 | 0.1 | 2 | 0.2 | 0.1 | 0.1 | 0.1 | 0.1 | 0.1 | 0.5 | 0.1 | 0.1 | 0.1 | 0.1 | 0.1 | 0.2 | 0.1 | 0.1 | 0.1 | 0.5 | 1 | 0.1 | 1 | 0.1 | 0.1 | 0.2 | 1 | 0.5 | 0.1 | 0.2 | 0.1 | 0.1 | 0.1 | 0.1 | 1 | 0.1 | 0.1 | 5 | 0.1 | 0.1 | 0.1 | 0.1 | 0.1 | 0.1 | 0.1 | 0.1 | 0.1 | 0.1 | 0.1 | 0.1 | 5 | 0.1 | 0.1 | 0.2 | 0.1 | 0.01 | 0.01 |  | 0.01 | 0.01 | 0.01 |  |  |  | 0.01 | 0.01 | 0.01 | 0.01 | 0.01 | 0.01 | [7 empty] | 0.5 | 0.5 | 0.5 | 0.5 | 0.5 | 0.5 | 0.5 | 0.5 | 0.5 | 0.5 | 0.5 | 0.5 | 0.5 | 0.5 | 0.5 | 0.5 | 0.5 | 0.5 | 0.5 | 0.5 | 0.5 | 0.5 | 0.5 | 0.5 | 0.5 | 0.5 | 0.5 | 0.5 | 0.5 | 0.5 | 0.5 | 0.5 | 0.5 | 0.5 | 0.5 | 0.5 | 0.5 | 0.5 | 0.5 | 0.5 | 0.5 | 0.5
|  | Summary | [7 empty] | Max | 9.2 | 1200 | 1 | 13 | 130 | 730 | 180 | 0.65 | 0.79 | 1.1 | 72 | 1.6 | 0.2 | 130 | 16 | 2.2 | 20 | 20 | 0.005 | 170 | 17 | 13 | 98 | 2 | 490 | 0.11 | 13 | 3.1 | 640 | 7 | 1 | 19 | 0.01 | 440 | 0.52 | 1.9 | 42 | 0.08 | 2.2 | 1 | 420 | 1 | 1.2 | 1 | 4.1 | 11 | 12 | 11 | 10 | 0.5 | 0.5 | 0.5 | 0.5 | 0.5 | 0.5 | 0.5 | 0.5 | 0.5 | 0.5 | 0.5 | 0.5 | 0.5 | 0.5 | 0.5 | 0.5 | 2 | 1 | 1 | 1 | 5 | 2 | 1 | 1 | 1 | 1 | 1 | 5 | 1 | 1 | 1 | 1 | 1 | 2 | 1 | 1 | 10 | 5 | 10 | 1 | 10 | 10 | 1 | 2 | 10 | 5 | 1 | 2 | 1 | 1 | 1 | 1 | 1 | 1 | 1 | 50 | 1 | 1 | 1 | 1 | 1 | 1 | 1 | 1 | 1 | 1 | 1 | 1 | 50 | 1 | 1 | 2 | 1 | 0.01 | 0.01 | 0.01 | 0.01 | 0.01 | 0.01 | 0.01 | 0.01 | 0.03 | 0.01 | 0.01 | 0.01 | 0.01 | 0.01 | 0.01 | 0.01 | 0.01 | 0.01 | 0.01 | 0.01 | 0.01 | 0.01 | 0.5 | 0.5 | 0.5 | 0.5 | 0.5 | 0.5 | 0.5 | 0.5 | 0.5 | 0.5 | 0.5 | 0.5 | 0.5 | 0.5 | 0.5 | 0.5 | 0.5 | 0.5 | 0.5 | 0.5 | 0.5 | 0.5 | 0.5 | 0.5 | 0.5 | 0.5 | 0.5 | 0.5 | 0.5 | 0.5 | 0.5 | 0.5 | 0.5 | 0.5 | 0.5 | 0.5 | 0.5 | 0.5 | 0.5 | 0.5 | 0.5 | 0.5
|  | Summary | [7 empty] | Min | 7.5 | 770 | 1 | 12 | 5 | 250 | 73 | 0.15 | 0.19 | 0.31 | 31 | 0.2 | 0.18 | 78 | 7.2 | 0.1 | 1 | 20 | 0.005 | 130 | 7.1 | 7.9 | 43 | 0.69 | 20 | 0.08 | 0.5 | 0.99 | 1 | 0.83 | 0.5 | 3.8 | 0.01 | 16 | 0.055 | 1.8 | 38 | 0.08 | 2 | 1 | 390 | 1 | 1.2 | 1 | 3.7 | 10 | 7.7 | 4.7 | 10 | 0.01 | 0.01 | 0.01 | 0.01 | 0.01 | 0.01 | 0.01 | 0.01 | 0.01 | 0.01 | 0.01 | 0.01 | 0.01 | 0.01 | 0.01 | 0.01 | 0.2 | 0.1 | 0.1 | 0.1 | 2 | 0.2 | 0.1 | 0.1 | 0.1 | 0.1 | 0.1 | 0.5 | 0.1 | 0.1 | 0.1 | 0.1 | 0.1 | 0.2 | 0.1 | 0.1 | 0.1 | 0.5 | 1 | 0.1 | 1 | 0.1 | 0.1 | 0.2 | 1 | 0.5 | 0.1 | 0.2 | 0.1 | 0.1 | 0.1 | 0.1 | 1 | 0.1 | 0.1 | 5 | 0.1 | 0.1 | 0.1 | 0.1 | 0.1 | 0.1 | 0.1 | 0.1 | 0.1 | 0.1 | 0.1 | 0.1 | 5 | 0.1 | 0.1 | 0.2 | 0.1 | 0.01 | 0.01 | 0.01 | 0.01 | 0.01 | 0.01 | 0.01 | 0.01 | 0.03 | 0.01 | 0.01 | 0.01 | 0.01 | 0.01 | 0.01 | 0.01 | 0.01 | 0.01 | 0.01 | 0.01 | 0.01 | 0.01 | 0.5 | 0.5 | 0.5 | 0.5 | 0.5 | 0.5 | 0.5 | 0.5 | 0.5 | 0.5 | 0.5 | 0.5 | 0.5 | 0.5 | 0.5 | 0.5 | 0.5 | 0.5 | 0.5 | 0.5 | 0.5 | 0.5 | 0.5 | 0.5 | 0.5 | 0.5 | 0.5 | 0.5 | 0.5 | 0.5 | 0.5 | 0.5 | 0.5 | 0.5 | 0.5 | 0.5 | 0.5 | 0.5 | 0.5 | 0.5 | 0.5 | 0.5
|  | Summary | [7 empty] | Average | 8.0889 | 1042.2222 | 1 | 12.5 | 40.5556 | 402.2222 | 124.4444 | 0.3425 | 0.41222 | 0.61 | 51.8889 | 0.655 | 0.19 | 100.6667 | 11.85 | 0.875 | 10.8 | 20 | 0.005 | 147.7778 | 11.1111 | 10.3444 | 69.4444 | 1.4011 | 111.1111 | 0.090778 | 2.9278 | 1.7322 | 143.4286 | 2.2811 | 0.83333 | 11.4111 | 0.01 | 241.4444 | 0.22083 | 1.85 | 40 | 0.08 | 2.1 | 1 | 405 | 1 | 1.2 | 1 | 3.9 | 10.5 | 10.06 | 7.9 | 10 | 0.084444 | 0.084444 | 0.084444 | 0.084444 | 0.084444 | 0.084444 | 0.084444 | 0.084444 | 0.084444 | 0.084444 | 0.084444 | 0.084444 | 0.084444 | 0.084444 | 0.084444 | 0.084444 | 0.6 | 0.6 | 0.6 | 0.6 | 3.6667 | 1.2 | 0.6 | 0.6 | 0.6 | 0.6 | 0.6 | 3 | 0.6 | 0.6 | 0.6 | 0.6 | 0.6 | 1.2 | 0.67444 | 0.6 | 5.6 | 3 | 6 | 0.6 | 6 | 5.6 | 0.6 | 1.2 | 6 | 3 | 0.6 | 1.2 | 0.6 | 0.6 | 0.6 | 0.6 | 1 | 0.6 | 0.6 | 30 | 0.6 | 0.6 | 0.6 | 0.6 | 0.6 | 0.6 | 0.6 | 0.6 | 0.6 | 0.6 | 0.6 | 0.6 | 30 | 0.6 | 0.6 | 1.2 | 0.6 | 0.01 | 0.01 | 0.01 | 0.01 | 0.01 | 0.01 | 0.01 | 0.01 | 0.03 | 0.01 | 0.01 | 0.01 | 0.01 | 0.01 | 0.01 | 0.01 | 0.01 | 0.01 | 0.01 | 0.01 | 0.01 | 0.01 | 0.5 | 0.5 | 0.5 | 0.5 | 0.5 | 0.5 | 0.5 | 0.5 | 0.5 | 0.5 | 0.5 | 0.5 | 0.5 | 0.5 | 0.5 | 0.5 | 0.5 | 0.5 | 0.5 | 0.5 | 0.5 | 0.5 | 0.5 | 0.5 | 0.5 | 0.5 | 0.5 | 0.5 | 0.5 | 0.5 | 0.5 | 0.5 | 0.5 | 0.5 | 0.5 | 0.5 | 0.5 | 0.5 | 0.5 | 0.5 | 0.5 | 0.5
|  | Summary | [7 empty] | Count of detection | 9 | 9 | 2 | 2 | 9 | 9 | 9 | 8 | 9 | 8 | 9 | 8 | 2 | 9 | 8 | 4 | 5 | 2 | 9 | 9 | 9 | 9 | 9 | 9 | 9 | 9 | 9 | 9 | 7 | 9 | 9 | 9 | 9 | 9 | 6 | 2 | 2 | 2 | 2 | 2 | 2 | 2 | 2 | 2 | 2 | 2 | 5 | 4 | 8 | 9 | 9 | 9 | 9 | 9 | 9 | 9 | 9 | 9 | 9 | 9 | 9 | 9 | 9 | 9 | 9 | 9 | 9 | 9 | 9 | 9 | 9 | 9 | 9 | 9 | 9 | 9 | 9 | 9 | 9 | 9 | 9 | 9 | 9 | 9 | 9 | 9 | 9 | 9 | 9 | 9 | 9 | 9 | 9 | 9 | 9 | 9 | 9 | 9 | 9 | 9 | 9 | 9 | 9 | 9 | 9 | 9 | 9 | 9 | 9 | 9 | 9 | 9 | 9 | 9 | 9 | 9 | 9 | 9 | 9 | 9 | 9 | 9 | 9 | 9 | 2 | 9 | 9 | 9 | 8 | 8 | 8 | 7 | 7 | 7 | 7 | 7 | 7 | 6 | 6 | 6 | 6 | 6 | 6 | 6 | 5 | 5 | 5 | 5 | 5 | 5 | 5 | 5 | 5 | 5 | 5 | 5 | 5 | 5 | 5 | 5 | 5 | 5 | 5 | 5 | 5 | 5 | 5 | 5 | 5 | 5 | 5 | 5 | 5 | 5 | 5 | 5 | 5 | 5 | 5 | 5 | 5 | 5 | 5 | 5 | 5 | 5
|  | Summary | [7 empty] | Count of tests | 9 | 9 | 2 | 2 | 9 | 9 | 9 | 9 | 9 | 9 | 9 | 9 | 3 | 9 | 9 | 4 | 5 | 3 | 9 | 9 | 9 | 9 | 9 | 9 | 9 | 9 | 9 | 9 | 9 | 9 | 9 | 9 | 9 | 9 | 6 | 2 | 2 | 2 | 2 | 2 | 2 | 2 | 2 | 2 | 2 | 4 | 6 | 4 | 8 | 9 | 9 | 9 | 9 | 9 | 9 | 9 | 9 | 9 | 9 | 9 | 9 | 9 | 9 | 9 | 9 | 9 | 9 | 9 | 9 | 9 | 9 | 9 | 9 | 9 | 9 | 9 | 9 | 9 | 9 | 9 | 9 | 9 | 9 | 9 | 9 | 9 | 9 | 9 | 9 | 9 | 9 | 9 | 9 | 9 | 9 | 9 | 9 | 9 | 9 | 9 | 9 | 9 | 9 | 9 | 9 | 9 | 9 | 9 | 9 | 9 | 9 | 9 | 9 | 9 | 9 | 9 | 9 | 9 | 9 | 9 | 9 | 9 | 9 | 9 | 2 | 9 | 9 | 9 | 8 | 8 | 8 | 7 | 7 | 7 | 7 | 7 | 7 | 6 | 6 | 6 | 6 | 6 | 6 | 6 | 5 | 5 | 5 | 5 | 5 | 5 | 5 | 5 | 5 | 5 | 5 | 5 | 5 | 5 | 5 | 5 | 5 | 5 | 5 | 5 | 5 | 5 | 5 | 5 | 5 | 5 | 5 | 5 | 5 | 5 | 5 | 5 | 5 | 5 | 5 | 5 | 5 | 5 | 5 | 5 | 5 | 5
Note on C1: [Threaded comment] Your version of Excel allows you to read this threaded comment; however, any edits to it will get removed if the file is opened in a newer version of Excel. Learn more: https://go.microsoft.com/fwlink/?linkid=870924 Comment: Change filters so units can be seen. May be better to delete any irrevlent rows and remove the filter