## H1 Part A Test 1 Assessment mgl
H1 Screening Test 1: Coastal and Estuarine EQS | [9 empty] | Pre-SCREENING Is the substance present in the discharge? |  | SCREENING TEST 1 Does release concentration (RC) exceed 100% EQS?
Constituents | Unit | Limit of Detection | AA EQS | MAC EQS | Number of Samples | Minimum Value | Mean Value (< treated as detection at LOD) | Maximum Value | count of detections | Is the substance measured above LOD in the discharge? | Is the LOD sufficiently low? | 100% EQS (AA) | Test failed? (AA) | 100% EQS (MAC), where available | Test failed? (MAC) | Location
[16 empty] | Sample ID |  | GW12 | DCBH2019_3 | DCBH2019_4 | DCBH2019_5 | PZ13 | PZ13 | GW12 | PZ13 | DCBH2019_3 | GW10 | PZ5 | GW12 | DCBH2019_3 | GW12 | PZ13 | DCBH2019_3 | DCBH2019_5 | PZ13 | DCBH2019_3 | DCBH2019_5 | DBH2009_20
[16 empty] | Depth |  | 9m | 4m | 10m | 5m | 9m | 9m | 8m | 9m | 4m | 4m | 15m | 8m | 4m | 8m | 15.00m | 4.00m | 7.00m | 10m | 4m | 7m | 0.79m
[16 empty] | Date |  | 2023-08-23 | 2023-09-21 | 2023-09-20 | 2023-09-20 | 2024-01-24 | 2024-01-24 | 2024-01-24 | 2023-10-12 | 2021-11-17 | 2021-11-17 | 2021-11-17 | 2021-12-08 | 2022-06-16 | 2020-11-19 | 2020-11-19 | 2021-11-17 | 2021-11-17 | 2021-12-08 | 2022-06-16 | 2022-06-29 | 2020-03-18
[16 empty] | Strata |  | Made Ground / Alluvium | Alluvium / Peat | Alluvium / Peat | Alluvium / Peat | Crag Group | Crag Group | Made Ground / Alluvium | Crag Group | Peat/Alluvium | Made Ground | Crag Group | Made Ground/ Beach Deposits | Peat/Alluvium | Made Ground/ Beach Deposits | Crag Group | Peat/Alluvium | Alluvium / Peat | Crag Group | Alluvium / Peat | Alluvium / Peat
Zone
pH |  | N/A | No EQS | 6-8.5 | 21 | 7.4 | 8.0057 | 8.4 | 21 | YES | yes | N/A | N/A | N/A | N/A |  |  | 7.5 | 8.2 | 7.4 | 8.3 | 8.2 | 8.2 | 8.3 | 7.6 | 7.9 | 8.3 | 8.2 | 8.4 | 7.8 | 8.4 | 8.4 | 7.9 | 8 | 8.4 | 7.8 | 7.4 | 7.52
Electrical Conductivity | µS/cm | 1 | No EQS | No EQS | 21 | 250 | 1830.9524 | 4400 | 21 | YES | yes | N/A | N/A | N/A | N/A |  |  | 890 | 1100 | 3600 | 3100 | 650 | 660 | 950 | 520 | 4100 | 1600 | 250 | 1000 | 1700 | 930 | 980 | 4100 | 4400 | 950 | 1700 | 2300 | 2970
Suspended Solids At 105C | mg/l | 5 | No EQS | No EQS | 21 | <5 | 298.0952 | 4000 | 20 | YES | yes | N/A | N/A | N/A | N/A |  |  | 59 | 100 | 170 | 210 | 23 | 16 | 57 | 110 | 250 | 57 | 47 | <5 | 210 | 92 | 24 | 250 | 310 | 22 | 210 | 4000 | 38
Alkalinity (Total) | mg/l | 10 | No EQS | No EQS | 21 | 92 | 434.7619 | 840 | 21 | YES | yes | N/A | N/A | N/A | N/A |  |  | 360 | 540 | 700 | 570 | 290 | 300 | 220 | 92 | 840 | 500 | 370 | 440 | 420 | 340 | 400 | 840 | 620 | 490 | 420 | 140 | 238
Chloride | mg/l | 1 | No EQS | No EQS | 21 | 53 | 901.0476 | 10300 | 21 | YES | yes | N/A | N/A | N/A | N/A |  |  | 120 | 210 | 950 | 860 | 62 | 53 | 150 | 65 | 1400 | 140 | 220 | 130 | 400 | 130 | 77 | 1400 | 1200 | 65 | 400 | 590 | 10300
Ammonium | mg/l | 0.05 | No EQS | No EQS | 21 | 0.13 | 5.257 | 20 | 21 | YES | yes | N/A | N/A | N/A | N/A |  |  | 3.8 | 3.7 | 7.5 | 8.3 | 2 | 1.7 | 2.7 | 0.13 | 20 | 0.74 | 10 | 2 | 3.4 | 3.6 | 0.44 | 20 | 14 | 0.44 | 3.4 | 1.1 | 1.446
Ammoniacal Nitrogen | mg/l | 0.05 | No EQS | No EQS | 21 | 0.1 | 4.3376 | 16 | 21 | YES | yes | N/A | N/A | N/A | N/A |  |  | 3 | 3.1 | 5.9 | 7.2 | 1.7 | 1.5 | 2.3 | 0.1 | 16 | 0.64 | 8.6 | 1.8 | 2.7 | 3.1 | 0.38 | 16 | 12 | 0.39 | 2.7 | 0.86 | 1.12
Nitrite | mg/l | 0.02 | No EQS | No EQS | 21 | <0.02 | 0.037333 | 0.19 | 6 | YES | yes | N/A | N/A | N/A | N/A |  |  | <0.02 | <0.02 | <0.02 | <0.02 | 0.03 | 0.038 | 0.084 | <0.02 | <0.02 | <0.02 | <0.02 | <0.02 | 0.031 | <0.02 | <0.02 | <0.02 | <0.02 | <0.02 | 0.031 | 0.19 | <0.1
Nitrate | mg/l | 0.5 | No EQS | No EQS | 21 | <0.1 | 1.0633 | 7 | 10 | YES | yes | N/A | N/A | N/A | N/A |  |  | 7 | 0.61 | <0.5 | 0.78 | <0.5 | <0.5 | <0.5 | 4.8 | 0.65 | <0.5 | <0.5 | <0.5 | 0.77 | <0.5 | <0.5 | 0.65 | <0.5 | 0.5 | 0.77 | 0.7 | <0.1
Phosphate | mg/l | 0.2 | No EQS | No EQS | 21 | <0.02 | 0.36286 | 3.8 | 1 | YES | yes | N/A | N/A | N/A | N/A |  |  | 3.8 | <0.2 | <0.2 | <0.2 | <0.2 | <0.2 | <0.2 | <0.2 | <0.2 | <0.2 | <0.2 | <0.2 | <0.2 | <0.2 | <0.2 | <0.2 | <0.2 | <0.2 | <0.2 | <0.2 | <0.02
Phosphorus | mg/l | 0.02 | No EQS | No EQS | 21 | <0.02 | 1.0296 | <20 | 7 | YES | yes | N/A | N/A | N/A | N/A |  |  | 1.2 | 0.021 | 0.021 | 0.021 | <0.02 | 0.023 | 0.021 | 0.055 | <0.02 | <0.02 | <0.02 | <0.02 | <0.02 | <0.02 | <0.02 | <0.02 | <0.02 | <0.02 | <0.02 | <0.02 | <20
Sulphate | mg/l | 1 | No EQS | No EQS | 21 | <1 | 83.5667 | 1410 | 14 | YES | yes | N/A | N/A | N/A | N/A |  |  | 5 | <1 | 4.8 | <1 | 37 | 36 | 44 | 14 | <1 | 110 | 2.9 | 21 | <1 | 2.5 | 31 | <1 | <1 | 27 | <1 | 2.7 | 1410
Total Oxidised Nitrogen | mg/l | 0.2 | No EQS | No EQS | 21 | <0.1 | 0.30571 | 1.6 | 3 | YES | yes | N/A | N/A | N/A | N/A |  |  | 1.6 | <0.2 | <0.2 | <0.2 | <0.2 | <0.2 | <0.2 | 1.1 | <0.2 | <0.2 | <0.2 | <0.2 | <0.2 | <0.2 | <0.2 | <0.2 | <0.2 | <0.2 | <0.2 | 0.22 | <0.1
Cyanide (Free) | mg/l | 0.005 | 0.001 | 0.005 | 21 | <0.005 | 0.005 | <0.005 | 0 | no | NO | 0.001 | YES | 0.005 | no |  |  | <0.005 | <0.005 | <0.005 | <0.005 | <0.005 | <0.005 | <0.005 | <0.005 | <0.005 | <0.005 | <0.005 | <0.005 | <0.005 | <0.005 | <0.005 | <0.005 | <0.005 | <0.005 | <0.005 | <0.005 | <0.005
Calcium | mg/l | 2 | No EQS | No EQS | 21 | 44 | 139 | 531 | 21 | YES | yes | N/A | N/A | N/A | N/A |  |  | 78 | 92 | 100 | 100 | 110 | 120 | 100 | 44 | 150 | 190 | 93 | 99 | 120 | 72 | 110 | 150 | 130 | 120 | 120 | 290 | 531
Potassium | mg/l | 0.5 | No EQS | No EQS | 21 | 3.3 | 21.0524 | 154 | 21 | YES | yes | N/A | N/A | N/A | N/A |  |  | 17 | 8.5 | 35 | 11 | 4.6 | 4.5 | 20 | 3.3 | 34 | 11 | 10 | 17 | 12 | 15 | 7.5 | 34 | 20 | 4.7 | 12 | 7 | 154
Magnesium | mg/l | 0.2 | No EQS | No EQS | 21 | 2.2 | 67.3619 | 779 | 21 | YES | yes | N/A | N/A | N/A | N/A |  |  | 16 | 27 | 64 | 50 | 12 | 12 | 19 | 2.2 | 89 | 12 | 9.4 | 21 | 39 | 15 | 16 | 89 | 64 | 15 | 39 | 25 | 779
Sodium | mg/l | 1.5 | No EQS | No EQS | 21 | 34 | 544.9048 | 6600 | 21 | YES | yes | N/A | N/A | N/A | N/A |  |  | 79 | 120 | 540 | 460 | 68 | 65 | 89 | 34 | 870 | 54 | 100 | 84 | 210 | 60 | 42 | 870 | 600 | 68 | 210 | 220 | 6600
Arsenic (Dissolved) | mg/l | 0.0002 | 0.025 | No EQS | 21 | 0.0005 | 0.0034743 | 0.012 | 20 | YES | yes | 0.025 | no | N/A | N/A |  |  | 0.0019 | 0.0019 | 0.0032 | 0.0037 | 0.0031 | 0.0013 | 0.00096 | 0.0012 | 0.012 | 0.0024 | 0.0005 | 0.0013 | 0.0037 | 0.0043 | 0.0055 | 0.012 | 0.0038 | 0.0043 | 0.0037 | 0.0012 | <0.001
Boron | mg/l | 0.01 | 7 | No EQS | 21 | 0.03 | 0.23686 | 1.39 | 21 | YES | yes | 7 | no | N/A | N/A |  |  | 0.16 | 0.1 | 0.64 | 0.34 | 0.082 | 0.084 | 0.17 | 0.03 | 0.31 | 0.11 | 0.046 | 0.22 | 0.14 | 0.12 | 0.055 | 0.31 | 0.37 | 0.087 | 0.14 | 0.07 | 1.39
Cadmium (Dissolved) | mg/l | 0.00011 | 0.0002 | No EQS | 21 | <0.00008 | 0.00011143 | <0.0002 | 2 | YES | yes | 0.0002 | no | N/A | N/A |  |  | <0.00011 | <0.00011 | <0.00011 | <0.00011 | <0.00011 | <0.00011 | <0.00011 | <0.00011 | 0.00011 | <0.00011 | <0.00011 | <0.00011 | <0.00011 | <0.00008 | <0.00008 | 0.00011 | <0.00011 | <0.00011 | <0.00011 | <0.00011 | <0.0002
Chromium (Dissolved) | mg/l | 0.0005 | No EQS | No EQS | 21 | <0.0005 | 0.00094286 | 0.003 | 6 | YES | yes | N/A | N/A | N/A | N/A |  |  | <0.0005 | <0.0005 | 0.0017 | 0.0018 | <0.0005 | <0.0005 | <0.0005 | 0.0012 | <0.0005 | <0.0005 | <0.0005 | <0.0005 | <0.0005 | 0.0025 | 0.0021 | <0.0005 | <0.0005 | <0.0005 | <0.0005 | <0.0005 | 0.003
Copper (Dissolved) | mg/l | 0.0005 | 0.00376 | No EQS | 21 | <0.0005 | 0.0012305 | 0.008 | 6 | YES | yes | 0.00376 | no | N/A | N/A |  |  | 0.00054 | <0.0005 | <0.0005 | <0.0005 | <0.0005 | <0.0005 | <0.0005 | 0.0044 | 0.0016 | 0.0012 | <0.0005 | <0.0005 | <0.0005 | <0.001 | <0.001 | 0.0016 | <0.0005 | <0.0005 | <0.0005 | <0.0005 | 0.008
Iron (Dissolved) | mg/l | 0.005 | 1 | No EQS | 21 | <0.005 | 3.785 | 26 | 15 | YES | yes | 1 | YES | N/A | N/A |  |  | <0.005 | <0.005 | 0.015 | 0.039 | 0.0079 | <0.005 | 0.062 | 0.015 | 26 | 0.14 | <0.005 | <0.005 | 0.013 | 5 | 0.25 | 26 | 6.9 | <0.005 | 0.013 | 1.2 | 13.8
Manganese (Dissolved) | mg/l | 0.0005 | No EQS | No EQS | 21 | 0.012 | 1.3676 | 4.3 | 21 | YES | yes | N/A | N/A | N/A | N/A |  |  | 1.8 | 2 | 1.2 | 1.2 | 0.012 | 0.04 | 2.4 | 0.025 | 4.3 | 0.4 | 0.15 | 2.4 | 2.6 | 0.14 | 0.049 | 4.3 | 1.4 | 0.052 | 2.6 | 1.2 | 0.451
Nickel (Dissolved) | mg/l | 0.0005 | 0.0086 | 0.034 | 21 | <0.0005 | 0.0012281 | 0.0035 | 15 | YES | yes | 0.0086 | no | 0.034 | no |  |  | <0.0005 | 0.00063 | 0.00089 | 0.0018 | 0.0032 | 0.0035 | <0.0005 | 0.0011 | 0.001 | 0.0027 | 0.00051 | <0.0005 | 0.00053 | <0.001 | 0.0016 | 0.001 | 0.0011 | 0.0017 | 0.00053 | <0.0005 | <0.001
Lead (Dissolved) | mg/l | 0.0005 | 0.0013 | 0.014 | 21 | <0.0005 | 0.00057429 | <0.001 | 2 | YES | yes | 0.0013 | no | 0.014 | no |  |  | <0.0005 | <0.0005 | <0.0005 | <0.0005 | <0.0005 | <0.0005 | <0.0005 | <0.0005 | 0.00053 | <0.0005 | <0.0005 | <0.0005 | <0.0005 | <0.001 | <0.001 | 0.00053 | <0.0005 | <0.0005 | <0.0005 | <0.0005 | <0.001
Zinc (Dissolved) | mg/l | 0.0025 | 0.0068 | No EQS | 21 | <0.001 | 0.0097524 | 0.107 | 12 | YES | yes | 0.0068 | YES | N/A | N/A |  |  | 0.0034 | 0.01 | 0.0076 | 0.013 | <0.0025 | 0.0029 | <0.0025 | 0.023 | <0.0025 | 0.0042 | <0.0025 | <0.0025 | 0.004 | <0.001 | 0.002 | <0.0025 | 0.0027 | <0.0025 | 0.004 | <0.0025 | 0.107
Mercury | mg/l | 1e-05 | No EQS | 7e-05 | 21 | <0.00001 | 1.1905e-05 | <0.00005 | 0 | no | yes | N/A | N/A | 7e-05 | no |  |  | <0.00001 | <0.00001 | <0.00001 | <0.00001 | <0.00001 | <0.00001 | <0.00001 | <0.00001 | <0.00001 | <0.00001 | <0.00001 | <0.00001 | <0.00001 | <0.00001 | <0.00001 | <0.00001 | <0.00001 | <0.00001 | <0.00001 | <0.00001 | <0.00005
Chromium (Hexavalent) | mg/l | 0.0001 - 0.02 | 0.0006 | 0.032 | 21 | <0.0001 | 0.011864 | <0.02 | 1 | YES | NO | 0.0006 | YES | 0.032 | no |  |  | <0.02 | <0.02 | <0.02 | <0.02 | <0.02 | <0.02 | <0.02 | <0.02 |  |  |  | <0.001 |  | <0.0001 | 0.002 |  |  | <0.001 | <0.001 | <0.001
Chromium III | mg/l | 0.001 | No EQS | No EQS | 21 | <0.0001 | 0.0046644 | <0.02 | 4 | YES | yes | N/A | N/A | N/A | N/A |  |  | <0.001 | <0.001 | 0.002 | 0.002 | <0.001 | <0.001 | <0.001 | <0.001 |  |  | <0.02 |  | <0.001 | 0.003 | <0.0001 | <0.0001 | 0.00043 | <0.02 |  | <0.02
Total Organic Carbon | mg/l | 2 | No EQS | No EQS | 21 | <2 | 17.1429 | 97 | 11 | YES | yes | N/A | N/A | N/A | N/A |  |  | 9.1 | 8.3 | 13 | 32 | 3.6 | 3.5 | 11 | 6.5 |  |  | <2 | <2 | <2 |  | 97 | 30 | 20
Aliphatic TPH >C5-C6 | mg/l | 0.0001 | No EQS | No EQS | 21 | <0.0001 | 0.00016429 | <0.001 | 0 | no | yes | N/A | N/A | N/A | N/A |  |  | <0.0001 | <0.0001 | <0.0001 | <0.0001 | <0.0001 | <0.0001 | <0.0001 | <0.0001 |  |  |  | <0.0001 | <0.0001 |  |  |  |  | <0.0001 | <0.0001 | <0.0001 | <0.001
Aliphatic TPH >C6-C8 | mg/l | 0.0001 | No EQS | No EQS | 21 | <0.0001 | 0.00016429 | <0.001 | 0 | no | yes | N/A | N/A | N/A | N/A |  |  | <0.0001 | <0.0001 | <0.0001 | <0.0001 | <0.0001 | <0.0001 | <0.0001 | <0.0001 |  |  |  | <0.0001 | <0.0001 |  |  |  |  | <0.0001 | <0.0001 | <0.0001 | <0.001
Aliphatic TPH >C8-C10 | mg/l | 0.0001 | No EQS | No EQS | 21 | <0.0001 | 0.00045 | <0.005 | 0 | no | yes | N/A | N/A | N/A | N/A |  |  | <0.0001 | <0.0001 | <0.0001 | <0.0001 | <0.0001 | <0.0001 | <0.0001 | <0.0001 |  |  |  | <0.0001 | <0.0001 |  |  |  |  | <0.0001 | <0.0001 | <0.0001 | <0.005
Aliphatic TPH >C10-C12 | mg/l | 0.0001 | No EQS | No EQS | 21 | <0.0001 | 0.00045 | <0.005 | 0 | no | yes | N/A | N/A | N/A | N/A |  |  | <0.0001 | <0.0001 | <0.0001 | <0.0001 | <0.0001 | <0.0001 | <0.0001 | <0.0001 |  |  |  | <0.0001 | <0.0001 |  |  |  |  | <0.0001 | <0.0001 | <0.0001 | <0.005
Aliphatic TPH >C12-C16 | mg/l | 0.0001 | No EQS | No EQS | 21 | <0.0001 | 0.00045 | <0.005 | 0 | no | yes | N/A | N/A | N/A | N/A |  |  | <0.0001 | <0.0001 | <0.0001 | <0.0001 | <0.0001 | <0.0001 | <0.0001 | <0.0001 |  |  |  | <0.0001 | <0.0001 |  |  |  |  | <0.0001 | <0.0001 | <0.0001 | <0.005
Aliphatic TPH >C16-C21 | mg/l | 0.0001 | No EQS | No EQS | 21 | <0.0001 | 0.00045 | <0.005 | 0 | no | yes | N/A | N/A | N/A | N/A |  |  | <0.0001 | <0.0001 | <0.0001 | <0.0001 | <0.0001 | <0.0001 | <0.0001 | <0.0001 |  |  |  | <0.0001 | <0.0001 |  |  |  |  | <0.0001 | <0.0001 | <0.0001 | <0.005
Aliphatic TPH >C21-C35 | mg/l | 0.0001 | No EQS | No EQS | 21 | <0.0001 | 0.00045 | <0.005 | 0 | no | yes | N/A | N/A | N/A | N/A |  |  | <0.0001 | <0.0001 | <0.0001 | <0.0001 | <0.0001 | <0.0001 | <0.0001 | <0.0001 |  |  |  | <0.0001 | <0.0001 |  |  |  |  | <0.0001 | <0.0001 | <0.0001 | <0.005
Aliphatic TPH >C35-C44 | mg/l | 0.0001 | No EQS | No EQS | 21 | <0.0001 | 0.0001 | <0.0001 | 0 | no | yes | N/A | N/A | N/A | N/A |  |  | <0.0001 | <0.0001 | <0.0001 | <0.0001 | <0.0001 | <0.0001 | <0.0001 | <0.0001 |  |  |  | <0.0001 | <0.0001 |  |  |  |  | <0.0001 | <0.0001 | <0.0001
Total Aliphatic Hydrocarbons | mg/l | 0.005 | No EQS | No EQS | 21 | <0.005 | 0.005 | <0.005 | 0 | no | yes | N/A | N/A | N/A | N/A |  |  | <0.005 | <0.005 | <0.005 | <0.005 | <0.005 | <0.005 | <0.005 | <0.005 |  |  |  | <0.005 | <0.005 |  |  |  |  | <0.005 | <0.005 | <0.005 | <0.005
Aromatic TPH >C5-C7 | mg/l | 0.0001 | No EQS | No EQS | 21 | <0.0001 | 0.00016429 | <0.001 | 0 | no | yes | N/A | N/A | N/A | N/A |  |  | <0.0001 | <0.0001 | <0.0001 | <0.0001 | <0.0001 | <0.0001 | <0.0001 | <0.0001 |  |  |  | <0.0001 | <0.0001 |  |  |  |  | <0.0001 | <0.0001 | <0.0001 | <0.001
Aromatic TPH >C7-C8 | mg/l | 0.0001 | No EQS | No EQS | 21 | <0.0001 | 0.00016429 | <0.001 | 0 | no | yes | N/A | N/A | N/A | N/A |  |  | <0.0001 | <0.0001 | <0.0001 | <0.0001 | <0.0001 | <0.0001 | <0.0001 | <0.0001 |  |  |  | <0.0001 | <0.0001 |  |  |  |  | <0.0001 | <0.0001 | <0.0001 | <0.001
Aromatic TPH >C8-C10 | mg/l | 0.0001 | No EQS | No EQS | 21 | <0.0001 | 0.00045 | <0.005 | 0 | no | yes | N/A | N/A | N/A | N/A |  |  | <0.0001 | <0.0001 | <0.0001 | <0.0001 | <0.0001 | <0.0001 | <0.0001 | <0.0001 |  |  |  | <0.0001 | <0.0001 |  |  |  |  | <0.0001 | <0.0001 | <0.0001 | <0.005
Aromatic TPH >C10-C12 | mg/l | 0.0001 | No EQS | No EQS | 21 | <0.0001 | 0.00045 | <0.005 | 0 | no | yes | N/A | N/A | N/A | N/A |  |  | <0.0001 | <0.0001 | <0.0001 | <0.0001 | <0.0001 | <0.0001 | <0.0001 | <0.0001 |  |  |  | <0.0001 | <0.0001 |  |  |  |  | <0.0001 | <0.0001 | <0.0001 | <0.005
Aromatic TPH >C12-C16 | mg/l | 0.0001 | No EQS | No EQS | 21 | <0.0001 | 0.00045 | <0.005 | 0 | no | yes | N/A | N/A | N/A | N/A |  |  | <0.0001 | <0.0001 | <0.0001 | <0.0001 | <0.0001 | <0.0001 | <0.0001 | <0.0001 |  |  |  | <0.0001 | <0.0001 |  |  |  |  | <0.0001 | <0.0001 | <0.0001 | <0.005
Aromatic TPH >C16-C21 | mg/l | 0.0001 | No EQS | No EQS | 21 | <0.0001 | 0.00045 | <0.005 | 0 | no | yes | N/A | N/A | N/A | N/A |  |  | <0.0001 | <0.0001 | <0.0001 | <0.0001 | <0.0001 | <0.0001 | <0.0001 | <0.0001 |  |  |  | <0.0001 | <0.0001 |  |  |  |  | <0.0001 | <0.0001 | <0.0001 | <0.005
Aromatic TPH >C21-C35 | mg/l | 0.0001 | No EQS | No EQS | 21 | <0.0001 | 0.00080714 | <0.01 | 0 | no | yes | N/A | N/A | N/A | N/A |  |  | <0.0001 | <0.0001 | <0.0001 | <0.0001 | <0.0001 | <0.0001 | <0.0001 | <0.0001 |  |  |  | <0.0001 | <0.0001 |  |  |  |  | <0.0001 | <0.0001 | <0.0001 | <0.01
Aromatic TPH >C35-C44 | mg/l | 0.0001 | No EQS | No EQS | 21 | <0.0001 | 0.0001 | <0.0001 | 0 | no | yes | N/A | N/A | N/A | N/A |  |  | <0.0001 | <0.0001 | <0.0001 | <0.0001 | <0.0001 | <0.0001 | <0.0001 | <0.0001 |  |  |  | <0.0001 | <0.0001 |  |  |  |  | <0.0001 | <0.0001 | <0.0001
Total Aromatic Hydrocarbons | mg/l | 0.005 | No EQS | No EQS | 21 | <0.005 | 0.0053571 | <0.01 | 0 | no | yes | N/A | N/A | N/A | N/A |  |  | <0.005 | <0.005 | <0.005 | <0.005 | <0.005 | <0.005 | <0.005 | <0.005 |  |  |  | <0.005 | <0.005 |  |  |  |  | <0.005 | <0.005 | <0.005 | <0.01
Total Petroleum Hydrocarbons | mg/l | 0.01 | No EQS | No EQS | 21 | <0.01 | 0.01 | <0.01 | 0 | no | yes | N/A | N/A | N/A | N/A |  |  | <0.01 | <0.01 | <0.01 | <0.01 | <0.01 | <0.01 | <0.01 | <0.01 |  |  |  | <0.01 | <0.01 |  |  |  |  | <0.01 | <0.01 | <0.01 | <0.01
Dichlorodifluoromethane | mg/l | 0.001 | No EQS | No EQS | 21 | <0.0001 | 0.00064 | <0.001 | 0 | no | yes | N/A | N/A | N/A | N/A |  |  | <0.001 | <0.001 | <0.001 | <0.001 | <0.001 | <0.001 | <0.001 | <0.001 | [6 empty] | <0.0001 | <0.0001 | <0.0001 | <0.0001 | <0.0001 | <0.0001 | <0.001
Chloromethane | mg/l | 0.001 | No EQS | No EQS | 21 | <0.0001 | 0.0016 | <0.01 | 0 | no | yes | N/A | N/A | N/A | N/A |  |  | <0.001 | <0.001 | <0.001 | <0.001 | <0.001 | <0.001 | <0.001 | <0.001 | <0.002 | <0.002 | <0.002 | <0.002 | <0.002 | <0.005 | <0.0001 | <0.0001 | <0.0001 | <0.0001 | <0.0001 | <0.0001 | <0.01
Vinyl Chloride | mg/l | 0.001 | No EQS | No EQS | 21 | <0.0001 | 0.0006 | <0.002 | 0 | no | yes | N/A | N/A | N/A | N/A |  |  | <0.001 | <0.001 | <0.001 | <0.001 | <0.001 | <0.001 | <0.001 | <0.001 | <0.0002 | <0.0002 | <0.0002 | <0.0002 | <0.0002 | <0.002 | <0.0001 | <0.0001 | <0.0001 | <0.0001 | <0.0001 | <0.0001 | <0.001
Bromomethane | mg/l | 0.005 | No EQS | No EQS | 21 | <0.0001 | 0.0025952 | <0.005 | 0 | no | yes | N/A | N/A | N/A | N/A |  |  | <0.005 | <0.005 | <0.005 | <0.005 | <0.005 | <0.005 | <0.005 | <0.005 | <0.0001 | <0.0001 | <0.0001 | <0.0001 | <0.0001 | <0.001 | <0.002 | <0.002 | <0.002 | <0.002 | <0.002 | <0.002 | <0.001
Chloroethane | mg/l | 0.002 | No EQS | No EQS | 21 | <0.0001 | 0.0009381 | <0.002 | 0 | no | yes | N/A | N/A | N/A | N/A |  |  | <0.002 | <0.002 | <0.002 | <0.002 | <0.002 | <0.002 | <0.002 | <0.002 | <0.0001 | <0.0001 | <0.0001 | <0.0001 | <0.0001 | <0.001 | <0.0002 | <0.0002 | <0.0002 | <0.0002 | <0.0002 | <0.0002 | <0.001
Trichlorofluoromethane | mg/l | 0.001 | No EQS | No EQS | 21 | <0.0001 | 0.00052857 | <0.001 | 0 | no | yes | N/A | N/A | N/A | N/A |  |  | <0.001 | <0.001 | <0.001 | <0.001 | <0.001 | <0.001 | <0.001 | <0.001 | <0.0001 | <0.0001 | <0.0001 | <0.0001 | <0.0001 | <0.001 | <0.0001 | <0.0001 | <0.0001 | <0.0001 | <0.0001 | <0.0001 | <0.001
1,1-Dichloroethene | mg/l | 0.001 | No EQS | No EQS | 21 | <0.0001 | 0.00052857 | <0.001 | 0 | no | yes | N/A | N/A | N/A | N/A |  |  | <0.001 | <0.001 | <0.001 | <0.001 | <0.001 | <0.001 | <0.001 | <0.001 | <0.0001 | <0.0001 | <0.0001 | <0.0001 | <0.0001 | <0.001 | <0.0001 | <0.0001 | <0.0001 | <0.0001 | <0.0001 | <0.0001 | <0.001
Trans 1,2-Dichloroethene | mg/l | 0.001 | No EQS | No EQS | 21 | <0.0001 | 0.00052857 | <0.001 | 0 | no | yes | N/A | N/A | N/A | N/A |  |  | <0.001 | <0.001 | <0.001 | <0.001 | <0.001 | <0.001 | <0.001 | <0.001 | <0.0001 | <0.0001 | <0.0001 | <0.0001 | <0.0001 | <0.001 | <0.0001 | <0.0001 | <0.0001 | <0.0001 | <0.0001 | <0.0001 | <0.001
1,1-Dichloroethane | mg/l | 0.001 | No EQS | No EQS | 21 | <0.0001 | 0.00052857 | <0.001 | 0 | no | yes | N/A | N/A | N/A | N/A |  |  | <0.001 | <0.001 | <0.001 | <0.001 | <0.001 | <0.001 | <0.001 | <0.001 | <0.0001 | <0.0001 | <0.0001 | <0.0001 | <0.0001 | <0.001 | <0.0001 | <0.0001 | <0.0001 | <0.0001 | <0.0001 | <0.0001 | <0.001
cis 1,2-Dichloroethene | mg/l | 0.001 | 0.01 | No EQS | 21 | <0.0001 | 0.00052857 | <0.001 | 0 | no | yes | 0.01 | no | N/A | N/A |  |  | <0.001 | <0.001 | <0.001 | <0.001 | <0.001 | <0.001 | <0.001 | <0.001 | <0.0001 | <0.0001 | <0.0001 | <0.0001 | <0.0001 | <0.001 | <0.0001 | <0.0001 | <0.0001 | <0.0001 | <0.0001 | <0.0001 | <0.001
Bromochloromethane | mg/l | 0.005 | No EQS | No EQS | 21 | <0.0005 | 0.0024524 | <0.005 | 0 | no | yes | N/A | N/A | N/A | N/A |  |  | <0.005 | <0.005 | <0.005 | <0.005 | <0.005 | <0.005 | <0.005 | <0.005 | <0.0005 | <0.0005 | <0.0005 | <0.0005 | <0.0005 | <0.005 | <0.0005 | <0.0005 | <0.0005 | <0.0005 | <0.0005 | <0.0005 | <0.001
Trichloromethane | mg/l | 0.001 | No EQS | No EQS | 21 | <0.0001 | 0.00052857 | <0.001 | 0 | no | yes | N/A | N/A | N/A | N/A |  |  | <0.001 | <0.001 | <0.001 | <0.001 | <0.001 | <0.001 | <0.001 | <0.001 | <0.0001 | <0.0001 | <0.0001 | <0.0001 | <0.0001 | <0.001 | <0.0001 | <0.0001 | <0.0001 | <0.0001 | <0.0001 | <0.0001 | <0.001
1,1,1-Trichloroethane | mg/l | 0.001 | 0.1 | No EQS | 21 | <0.0001 | 0.00052857 | <0.001 | 0 | no | yes | 0.1 | no | N/A | N/A |  |  | <0.001 | <0.001 | <0.001 | <0.001 | <0.001 | <0.001 | <0.001 | <0.001 | <0.0001 | <0.0001 | <0.0001 | <0.0001 | <0.0001 | <0.001 | <0.0001 | <0.0001 | <0.0001 | <0.0001 | <0.0001 | <0.0001 | <0.001
Tetrachloromethane | mg/l | 0.001 | No EQS | No EQS | 21 | <0.0001 | 0.00052857 | <0.001 | 0 | no | yes | N/A | N/A | N/A | N/A |  |  | <0.001 | <0.001 | <0.001 | <0.001 | <0.001 | <0.001 | <0.001 | <0.001 | <0.0001 | <0.0001 | <0.0001 | <0.0001 | <0.0001 | <0.001 | <0.0001 | <0.0001 | <0.0001 | <0.0001 | <0.0001 | <0.0001 | <0.001
1,1-Dichloropropene | mg/l | 0.001 | No EQS | No EQS | 21 | <0.0001 | 0.00052857 | <0.001 | 0 | no | yes | N/A | N/A | N/A | N/A |  |  | <0.001 | <0.001 | <0.001 | <0.001 | <0.001 | <0.001 | <0.001 | <0.001 | <0.0001 | <0.0001 | <0.0001 | <0.0001 | <0.0001 | <0.001 | <0.0001 | <0.0001 | <0.0001 | <0.0001 | <0.0001 | <0.0001 | <0.001
Benzene | mg/l | 0.001 | 0.008 | 0.05 | 21 | <0.0001 | 0.00052857 | <0.001 | 0 | no | yes | 0.008 | no | 0.05 | no |  |  | <0.001 | <0.001 | <0.001 | <0.001 | <0.001 | <0.001 | <0.001 | <0.001 | <0.0001 | <0.0001 | <0.0001 | <0.0001 | <0.0001 | <0.001 | <0.0001 | <0.0001 | <0.0001 | <0.0001 | <0.0001 | <0.0001 | <0.001
1,2-Dichloroethane | mg/l | 0.002 | No EQS | No EQS | 21 | <0.0002 | 0.0010095 | <0.002 | 0 | no | yes | N/A | N/A | N/A | N/A |  |  | <0.002 | <0.002 | <0.002 | <0.002 | <0.002 | <0.002 | <0.002 | <0.002 | <0.0002 | <0.0002 | <0.0002 | <0.0002 | <0.0002 | <0.002 | <0.0002 | <0.0002 | <0.0002 | <0.0002 | <0.0002 | <0.0002 | <0.001
Trichloroethene | mg/l | 0.001 | No EQS | No EQS | 21 | <0.0001 | 0.00052857 | <0.001 | 0 | no | yes | N/A | N/A | N/A | N/A |  |  | <0.001 | <0.001 | <0.001 | <0.001 | <0.001 | <0.001 | <0.001 | <0.001 | <0.0001 | <0.0001 | <0.0001 | <0.0001 | <0.0001 | <0.001 | <0.0001 | <0.0001 | <0.0001 | <0.0001 | <0.0001 | <0.0001 | <0.001
1,2-Dichloropropane | mg/l | 0.001 | No EQS | No EQS | 21 | <0.0001 | 0.00052857 | <0.001 | 0 | no | yes | N/A | N/A | N/A | N/A |  |  | <0.001 | <0.001 | <0.001 | <0.001 | <0.001 | <0.001 | <0.001 | <0.001 | <0.0001 | <0.0001 | <0.0001 | <0.0001 | <0.0001 | <0.001 | <0.0001 | <0.0001 | <0.0001 | <0.0001 | <0.0001 | <0.0001 | <0.001
Dibromomethane | mg/l | 0.01 | No EQS | No EQS | 21 | <0.0001 | 0.0043857 | <0.01 | 0 | no | yes | N/A | N/A | N/A | N/A |  |  | <0.01 | <0.01 | <0.01 | <0.01 | <0.01 | <0.01 | <0.01 | <0.01 | <0.0001 | <0.0001 | <0.0001 | <0.0001 | <0.0001 | <0.01 | <0.0001 | <0.0001 | <0.0001 | <0.0001 | <0.0001 | <0.0001 | <0.001
Bromodichloromethane | mg/l | 0.005 | No EQS | No EQS | 21 | <0.0005 | 0.002881 | <0.01 | 0 | no | yes | N/A | N/A | N/A | N/A |  |  | <0.005 | <0.005 | <0.005 | <0.005 | <0.005 | <0.005 | <0.005 | <0.005 | <0.0005 | <0.0005 | <0.0005 | <0.0005 | <0.0005 | <0.005 | <0.0005 | <0.0005 | <0.0005 | <0.0005 | <0.0005 | <0.0005 | <0.01
cis-1,3-Dichloropropene | mg/l | 0.01 | No EQS | No EQS | 21 | <0.001 | 0.0048571 | <0.01 | 0 | no | yes | N/A | N/A | N/A | N/A |  |  | <0.01 | <0.01 | <0.01 | <0.01 | <0.01 | <0.01 | <0.01 | <0.01 | <0.001 | <0.001 | <0.001 | <0.001 | <0.001 | <0.01 | <0.001 | <0.001 | <0.001 | <0.001 | <0.001 | <0.001 | <0.001
Toluene | mg/l | 0.001 | 0.074 | 0.37 | 21 | <0.0001 | 0.00052857 | <0.001 | 0 | no | yes | 0.074 | no | 0.37 | no |  |  | <0.001 | <0.001 | <0.001 | <0.001 | <0.001 | <0.001 | <0.001 | <0.001 | <0.0001 | <0.0001 | <0.0001 | <0.0001 | <0.0001 | <0.001 | <0.0001 | <0.0001 | <0.0001 | <0.0001 | <0.0001 | <0.0001 | <0.001
Trans-1,3-Dichloropropene | mg/l | 0.01 | No EQS | No EQS | 21 | <0.001 | 0.0048571 | <0.01 | 0 | no | yes | N/A | N/A | N/A | N/A |  |  | <0.01 | <0.01 | <0.01 | <0.01 | <0.01 | <0.01 | <0.01 | <0.01 | <0.001 | <0.001 | <0.001 | <0.001 | <0.001 | <0.01 | <0.001 | <0.001 | <0.001 | <0.001 | <0.001 | <0.001 | <0.001
1,1,2-Trichloroethane | mg/l | 0.01 | No EQS | No EQS | 21 | <0.0001 | 0.0043857 | <0.01 | 0 | no | yes | N/A | N/A | N/A | N/A |  |  | <0.01 | <0.01 | <0.01 | <0.01 | <0.01 | <0.01 | <0.01 | <0.01 | <0.0001 | <0.0001 | <0.0001 | <0.0001 | <0.0001 | <0.01 | <0.0001 | <0.0001 | <0.0001 | <0.0001 | <0.0001 | <0.0001 | <0.001
Tetrachloroethene | mg/l | 0.001 | No EQS | No EQS | 21 | <0.0001 | 0.00052857 | <0.001 | 0 | no | yes | N/A | N/A | N/A | N/A |  |  | <0.001 | <0.001 | <0.001 | <0.001 | <0.001 | <0.001 | <0.001 | <0.001 | <0.0001 | <0.0001 | <0.0001 | <0.0001 | <0.0001 | <0.001 | <0.0001 | <0.0001 | <0.0001 | <0.0001 | <0.0001 | <0.0001 | <0.001
1,3-Dichloropropane | mg/l | 0.002 | No EQS | No EQS | 21 | <0.0002 | 0.0010095 | <0.002 | 0 | no | yes | N/A | N/A | N/A | N/A |  |  | <0.002 | <0.002 | <0.002 | <0.002 | <0.002 | <0.002 | <0.002 | <0.002 | <0.0002 | <0.0002 | <0.0002 | <0.0002 | <0.0002 | <0.002 | <0.0002 | <0.0002 | <0.0002 | <0.0002 | <0.0002 | <0.0002 | <0.001
Dibromochloromethane | mg/l | 0.01 | No EQS | No EQS | 21 | <0.001 | 0.0048571 | <0.01 | 0 | no | yes | N/A | N/A | N/A | N/A |  |  | <0.01 | <0.01 | <0.01 | <0.01 | <0.01 | <0.01 | <0.01 | <0.01 | <0.001 | <0.001 | <0.001 | <0.001 | <0.001 | <0.01 | <0.001 | <0.001 | <0.001 | <0.001 | <0.001 | <0.001 | <0.001
1,2-Dibromoethane | mg/l | 0.005 | No EQS | No EQS | 21 | <0.0005 | 0.0024524 | <0.005 | 0 | no | yes | N/A | N/A | N/A | N/A |  |  | <0.005 | <0.005 | <0.005 | <0.005 | <0.005 | <0.005 | <0.005 | <0.005 | <0.0005 | <0.0005 | <0.0005 | <0.0005 | <0.0005 | <0.005 | <0.0005 | <0.0005 | <0.0005 | <0.0005 | <0.0005 | <0.0005 | <0.001
Chlorobenzene | mg/l | 0.001 | No EQS | No EQS | 21 | <0.0001 | 0.00052857 | <0.001 | 0 | no | yes | N/A | N/A | N/A | N/A |  |  | <0.001 | <0.001 | <0.001 | <0.001 | <0.001 | <0.001 | <0.001 | <0.001 | <0.0001 | <0.0001 | <0.0001 | <0.0001 | <0.0001 | <0.001 | <0.0001 | <0.0001 | <0.0001 | <0.0001 | <0.0001 | <0.0001 | <0.001
1,1,1,2-Tetrachloroethane | mg/l | 0.002 | No EQS | No EQS | 21 | <0.0002 | 0.0010095 | <0.002 | 0 | no | yes | N/A | N/A | N/A | N/A |  |  | <0.002 | <0.002 | <0.002 | <0.002 | <0.002 | <0.002 | <0.002 | <0.002 | <0.0002 | <0.0002 | <0.0002 | <0.0002 | <0.0002 | <0.002 | <0.0002 | <0.0002 | <0.0002 | <0.0002 | <0.0002 | <0.0002 | <0.001
Ethylbenzene | mg/l | 0.001 | No EQS | No EQS | 21 | <0.0001 | 0.00052857 | <0.001 | 0 | no | yes | N/A | N/A | N/A | N/A |  |  | <0.001 | <0.001 | <0.001 | <0.001 | <0.001 | <0.001 | <0.001 | <0.001 | <0.0001 | <0.0001 | <0.0001 | <0.0001 | <0.0001 | <0.001 | <0.0001 | <0.0001 | <0.0001 | <0.0001 | <0.0001 | <0.0001 | <0.001
m & p-Xylene | mg/l | 0.001 | See Xylene Total | See Xylene Total | 21 | <0.0001 | 0.00052857 | <0.001 | 0 | no | yes | N/A | N/A | N/A | N/A |  |  | <0.001 | <0.001 | <0.001 | <0.001 | <0.001 | <0.001 | <0.001 | <0.001 | <0.0001 | <0.0001 | <0.0001 | <0.0001 | <0.0001 | <0.001 | <0.0001 | <0.0001 | <0.0001 | <0.0001 | <0.0001 | <0.0001 | <0.001
o-Xylene | mg/l | 0.001 | See Xylene Total | See Xylene Total | 21 | <0.0001 | 0.00052857 | <0.001 | 0 | no | yes | N/A | N/A | N/A | N/A |  |  | <0.001 | <0.001 | <0.001 | <0.001 | <0.001 | <0.001 | <0.001 | <0.001 | <0.0001 | <0.0001 | <0.0001 | <0.0001 | <0.0001 | <0.001 | <0.0001 | <0.0001 | <0.0001 | <0.0001 | <0.0001 | <0.0001 | <0.001
Styrene | mg/l | 0.001 | 0.05 | 0.5 | 21 | <0.0001 | 0.00052857 | <0.001 | 0 | no | yes | 0.05 | no | 0.5 | no |  |  | <0.001 | <0.001 | <0.001 | <0.001 | <0.001 | <0.001 | <0.001 | <0.001 | <0.0001 | <0.0001 | <0.0001 | <0.0001 | <0.0001 | <0.001 | <0.0001 | <0.0001 | <0.0001 | <0.0001 | <0.0001 | <0.0001 | <0.001
Tribromomethane | mg/l | 0.001 | No EQS | No EQS | 21 | <0.001 | 0.001 | <0.001 | 0 | no | yes | N/A | N/A | N/A | N/A |  |  | <0.001 | <0.001 | <0.001 | <0.001 | <0.001 | <0.001 | <0.001 | <0.001 | <0.001 | <0.001 | <0.001 | <0.001 | <0.001 | <0.001 | <0.001 | <0.001 | <0.001 | <0.001 | <0.001 | <0.001 | <0.001
Isopropylbenzene | mg/l | 0.001 | No EQS | No EQS | 21 | <0.0001 | 0.00052857 | <0.001 | 0 | no | yes | N/A | N/A | N/A | N/A |  |  | <0.001 | <0.001 | <0.001 | <0.001 | <0.001 | <0.001 | <0.001 | <0.001 | <0.0001 | <0.0001 | <0.0001 | <0.0001 | <0.0001 | <0.001 | <0.0001 | <0.0001 | <0.0001 | <0.0001 | <0.0001 | <0.0001 | <0.001
Bromobenzene | mg/l | 0.001 | No EQS | No EQS | 21 | <0.0001 | 0.00052857 | <0.001 | 0 | no | yes | N/A | N/A | N/A | N/A |  |  | <0.001 | <0.001 | <0.001 | <0.001 | <0.001 | <0.001 | <0.001 | <0.001 | <0.0001 | <0.0001 | <0.0001 | <0.0001 | <0.0001 | <0.001 | <0.0001 | <0.0001 | <0.0001 | <0.0001 | <0.0001 | <0.0001 | <0.001
1,2,3-Trichloropropane | mg/l | 0.05 | No EQS | No EQS | 21 | <0.001 | 0.024095 | <0.05 | 0 | no | yes | N/A | N/A | N/A | N/A |  |  | <0.05 | <0.05 | <0.05 | <0.05 | <0.05 | <0.05 | <0.05 | <0.05 | <0.005 | <0.005 | <0.005 | <0.005 | <0.005 | <0.05 | <0.005 | <0.005 | <0.005 | <0.005 | <0.005 | <0.005 | <0.001
N-Propylbenzene | mg/l | 0.001 | No EQS | No EQS | 21 | <0.0001 | 0.00052857 | <0.001 | 0 | no | yes | N/A | N/A | N/A | N/A |  |  | <0.001 | <0.001 | <0.001 | <0.001 | <0.001 | <0.001 | <0.001 | <0.001 | <0.0001 | <0.0001 | <0.0001 | <0.0001 | <0.0001 | <0.001 | <0.0001 | <0.0001 | <0.0001 | <0.0001 | <0.0001 | <0.0001 | <0.001
2-Chlorotoluene | mg/l | 0.001 | No EQS | No EQS | 21 | <0.0001 | 0.00052857 | <0.001 | 0 | no | yes | N/A | N/A | N/A | N/A |  |  | <0.001 | <0.001 | <0.001 | <0.001 | <0.001 | <0.001 | <0.001 | <0.001 | <0.0001 | <0.0001 | <0.0001 | <0.0001 | <0.0001 | <0.001 | <0.0001 | <0.0001 | <0.0001 | <0.0001 | <0.0001 | <0.0001 | <0.001
1,3,5-Trimethylbenzene | mg/l | 0.001 | No EQS | No EQS | 21 | <0.0001 | 0.00052857 | <0.001 | 0 | no | yes | N/A | N/A | N/A | N/A |  |  | <0.001 | <0.001 | <0.001 | <0.001 | <0.001 | <0.001 | <0.001 | <0.001 | <0.0001 | <0.0001 | <0.0001 | <0.0001 | <0.0001 | <0.001 | <0.0001 | <0.0001 | <0.0001 | <0.0001 | <0.0001 | <0.0001 | <0.001
4-Chlorotoluene | mg/l | 0.001 | No EQS | No EQS | 21 | <0.0001 | 0.00052857 | <0.001 | 0 | no | yes | N/A | N/A | N/A | N/A |  |  | <0.001 | <0.001 | <0.001 | <0.001 | <0.001 | <0.001 | <0.001 | <0.001 | <0.0001 | <0.0001 | <0.0001 | <0.0001 | <0.0001 | <0.001 | <0.0001 | <0.0001 | <0.0001 | <0.0001 | <0.0001 | <0.0001 | <0.001
Tert-Butylbenzene | mg/l | 0.001 | No EQS | No EQS | 21 | <0.0001 | 0.00052857 | <0.001 | 0 | no | yes | N/A | N/A | N/A | N/A |  |  | <0.001 | <0.001 | <0.001 | <0.001 | <0.001 | <0.001 | <0.001 | <0.001 | <0.0001 | <0.0001 | <0.0001 | <0.0001 | <0.0001 | <0.001 | <0.0001 | <0.0001 | <0.0001 | <0.0001 | <0.0001 | <0.0001 | <0.001
1,2,4-Trimethylbenzene | mg/l | 0.001 | No EQS | No EQS | 21 | <0.0001 | 0.00052857 | <0.001 | 0 | no | yes | N/A | N/A | N/A | N/A |  |  | <0.001 | <0.001 | <0.001 | <0.001 | <0.001 | <0.001 | <0.001 | <0.001 | <0.0001 | <0.0001 | <0.0001 | <0.0001 | <0.0001 | <0.001 | <0.0001 | <0.0001 | <0.0001 | <0.0001 | <0.0001 | <0.0001 | <0.001
Sec-Butylbenzene | mg/l | 0.001 | No EQS | No EQS | 21 | <0.0001 | 0.00052857 | <0.001 | 0 | no | yes | N/A | N/A | N/A | N/A |  |  | <0.001 | <0.001 | <0.001 | <0.001 | <0.001 | <0.001 | <0.001 | <0.001 | <0.0001 | <0.0001 | <0.0001 | <0.0001 | <0.0001 | <0.001 | <0.0001 | <0.0001 | <0.0001 | <0.0001 | <0.0001 | <0.0001 | <0.001
1,3-Dichlorobenzene | mg/l | 0.001 | No EQS | No EQS | 21 | <0.0001 | 0.00052857 | <0.001 | 0 | no | yes | N/A | N/A | N/A | N/A |  |  | <0.001 | <0.001 | <0.001 | <0.001 | <0.001 | <0.001 | <0.001 | <0.001 | <0.0001 | <0.0001 | <0.0001 | <0.0001 | <0.0001 | <0.001 | <0.0001 | <0.0001 | <0.0001 | <0.0001 | <0.0001 | <0.0001 | <0.001
4-Isopropyltoluene | mg/l | 0.001 | No EQS | No EQS | 21 | <0.0001 | 0.00052857 | <0.001 | 0 | no | yes | N/A | N/A | N/A | N/A |  |  | <0.001 | <0.001 | <0.001 | <0.001 | <0.001 | <0.001 | <0.001 | <0.001 | <0.0001 | <0.0001 | <0.0001 | <0.0001 | <0.0001 | <0.001 | <0.0001 | <0.0001 | <0.0001 | <0.0001 | <0.0001 | <0.0001 | <0.001
1,4-Dichlorobenzene | mg/l | 0.001 | No EQS | No EQS | 21 | <0.0001 | 0.00052857 | <0.001 | 0 | no | yes | N/A | N/A | N/A | N/A |  |  | <0.001 | <0.001 | <0.001 | <0.001 | <0.001 | <0.001 | <0.001 | <0.001 | <0.0001 | <0.0001 | <0.0001 | <0.0001 | <0.0001 | <0.001 | <0.0001 | <0.0001 | <0.0001 | <0.0001 | <0.0001 | <0.0001 | <0.001
N-Butylbenzene | mg/l | 0.001 | No EQS | No EQS | 21 | <0.0001 | 0.00052857 | <0.001 | 0 | no | yes | N/A | N/A | N/A | N/A |  |  | <0.001 | <0.001 | <0.001 | <0.001 | <0.001 | <0.001 | <0.001 | <0.001 | <0.0001 | <0.0001 | <0.0001 | <0.0001 | <0.0001 | <0.001 | <0.0001 | <0.0001 | <0.0001 | <0.0001 | <0.0001 | <0.0001 | <0.001
1,2-Dichlorobenzene | mg/l | 0.001 | No EQS | No EQS | 21 | <0.0001 | 0.00052857 | <0.001 | 0 | no | z | N/A | N/A | N/A | N/A |  |  | <0.001 | <0.001 | <0.001 | <0.001 | <0.001 | <0.001 | <0.001 | <0.001 | <0.0001 | <0.0001 | <0.0001 | <0.0001 | <0.0001 | <0.001 | <0.0001 | <0.0001 | <0.0001 | <0.0001 | <0.0001 | <0.0001 | <0.001
1,2-Dibromo-3-Chloropropane | mg/l | 0.05 | No EQS | No EQS | 21 | <0.001 | 0.024095 | <0.05 | 0 | no | yes | N/A | N/A | N/A | N/A |  |  | <0.05 | <0.05 | <0.05 | <0.05 | <0.05 | <0.05 | <0.05 | <0.05 | <0.005 | <0.005 | <0.005 | <0.005 | <0.005 | <0.05 | <0.005 | <0.005 | <0.005 | <0.005 | <0.005 | <0.005 | <0.001
1,2,4-Trichlorobenzene | mg/l | 0.001 | No EQS | No EQS | 21 | <0.0001 | 0.00052857 | <0.001 | 0 | no | yes | N/A | N/A | N/A | N/A |  |  | <0.001 | <0.001 | <0.001 | <0.001 | <0.001 | <0.001 | <0.001 | <0.001 | <0.0001 | <0.0001 | <0.0001 | <0.0001 | <0.0001 | <0.001 | <0.0001 | <0.0001 | <0.0001 | <0.0001 | <0.0001 | <0.0001 | <0.001
Hexachlorobutadiene | mg/l | 0.0001 - 0.001 | No EQS | 0.0006 | 21 | <0.0001 | 0.00052857 | <0.001 | 0 | no | yes | N/A | N/A | 0.0006 | no |  |  | <0.001 | <0.001 | <0.001 | <0.001 | <0.001 | <0.001 | <0.001 | <0.001 | <0.0001 | <0.0001 | <0.0001 | <0.0001 | <0.0001 | <0.001 | <0.0001 | <0.0001 | <0.0001 | <0.0001 | <0.0001 | <0.0001 | <0.001
1,2,3-Trichlorobenzene | mg/l | 0.002 | No EQS | No EQS | 21 | <0.0002 | 0.0010095 | <0.002 | 0 | no | yes | N/A | N/A | N/A | N/A |  |  | <0.002 | <0.002 | <0.002 | <0.002 | <0.002 | <0.002 | <0.002 | <0.002 | <0.0002 | <0.0002 | <0.0002 | <0.0002 | <0.0002 | <0.002 | <0.0002 | <0.0002 | <0.0002 | <0.0002 | <0.0002 | <0.0002 | <0.001
Methyl Tert-Butyl Ether | mg/l | 0.001 | No EQS | No EQS | 21 | <0.0001 | 0.00052857 | <0.001 | 0 | no | yes | N/A | N/A | N/A | N/A |  |  | <0.001 | <0.001 | <0.001 | <0.001 | <0.001 | <0.001 | <0.001 | <0.001 | <0.0001 | <0.0001 | <0.0001 | <0.0001 | <0.0001 | <0.001 | <0.0001 | <0.0001 | <0.0001 | <0.0001 | <0.0001 | <0.0001 | <0.001
N-Nitrosodimethylamine | mg/l | 0.0005 | No EQS | No EQS | 21 | <0.0005 | 0.00052381 | <0.001 | 0 | no | yes | N/A | N/A | N/A | N/A |  |  | <0.0005 | <0.0005 | <0.0005 | <0.0005 | <0.0005 | <0.0005 | <0.0005 | <0.0005 | <0.0005 | <0.0005 | <0.0005 | <0.0005 | <0.0005 | <0.0005 | <0.0005 | <0.0005 | <0.0005 | <0.0005 | <0.0005 | <0.0005 | <0.001
Phenol | mg/l | 0.0005 | 0.0077 | 0.046 | 21 | <0.0005 | 0.00052381 | <0.001 | 0 | no | yes | 0.0077 | no | 0.046 | no |  |  | <0.0005 | <0.0005 | <0.0005 | <0.0005 | <0.0005 | <0.0005 | <0.0005 | <0.0005 | <0.0005 | <0.0005 | <0.0005 | <0.0005 | <0.0005 | <0.0005 | <0.0005 | <0.0005 | <0.0005 | <0.0005 | <0.0005 | <0.0005 | <0.001
2-Chlorophenol | mg/l | 0.0005 | 0.05 | No EQS | 21 | <0.0005 | 0.00052381 | <0.001 | 0 | no | yes | 0.05 | no | N/A | N/A |  |  | <0.0005 | <0.0005 | <0.0005 | <0.0005 | <0.0005 | <0.0005 | <0.0005 | <0.0005 | <0.0005 | <0.0005 | <0.0005 | <0.0005 | <0.0005 | <0.0005 | <0.0005 | <0.0005 | <0.0005 | <0.0005 | <0.0005 | <0.0005 | <0.001
Bis-(2-Chloroethyl)Ether | mg/l | 0.0005 | No EQS | No EQS | 21 | <0.0005 | 0.00052381 | <0.001 | 0 | no | yes | N/A | N/A | N/A | N/A |  |  | <0.0005 | <0.0005 | <0.0005 | <0.0005 | <0.0005 | <0.0005 | <0.0005 | <0.0005 | <0.0005 | <0.0005 | <0.0005 | <0.0005 | <0.0005 | <0.0005 | <0.0005 | <0.0005 | <0.0005 | <0.0005 | <0.0005 | <0.0005 | <0.001
1,3-Dichlorobenzene | mg/l | 0.0005 | No EQS | No EQS | 21 | <0.0005 | 0.00052381 | <0.001 | 0 | no | yes | N/A | N/A | N/A | N/A |  |  | <0.0005 | <0.0005 | <0.0005 | <0.0005 | <0.0005 | <0.0005 | <0.0005 | <0.0005 | <0.0005 | <0.0005 | <0.0005 | <0.0005 | <0.0005 | <0.0005 | <0.0005 | <0.0005 | <0.0005 | <0.0005 | <0.0005 | <0.0005 | <0.001
1,4-Dichlorobenzene | mg/l | 0.0005 | No EQS | No EQS | 21 | <0.0005 | 0.00052381 | <0.001 | 0 | no | yes | N/A | N/A | N/A | N/A |  |  | <0.0005 | <0.0005 | <0.0005 | <0.0005 | <0.0005 | <0.0005 | <0.0005 | <0.0005 | <0.0005 | <0.0005 | <0.0005 | <0.0005 | <0.0005 | <0.0005 | <0.0005 | <0.0005 | <0.0005 | <0.0005 | <0.0005 | <0.0005 | <0.001
1,2-Dichlorobenzene | mg/l | 0.0005 | No EQS | No EQS | 21 | <0.0005 | 0.00052381 | <0.001 | 0 | no | yes | N/A | N/A | N/A | N/A |  |  | <0.0005 | <0.0005 | <0.0005 | <0.0005 | <0.0005 | <0.0005 | <0.0005 | <0.0005 | <0.0005 | <0.0005 | <0.0005 | <0.0005 | <0.0005 | <0.0005 | <0.0005 | <0.0005 | <0.0005 | <0.0005 | <0.0005 | <0.0005 | <0.001
2-Methylphenol (o-Cresol) | mg/l | 0.0005 | No EQS | No EQS | 21 | <0.0005 | 0.00052381 | <0.001 | 0 | no | yes | N/A | N/A | N/A | N/A |  |  | <0.0005 | <0.0005 | <0.0005 | <0.0005 | <0.0005 | <0.0005 | <0.0005 | <0.0005 | <0.0005 | <0.0005 | <0.0005 | <0.0005 | <0.0005 | <0.0005 | <0.0005 | <0.0005 | <0.0005 | <0.0005 | <0.0005 | <0.0005 | <0.001
Bis(2-Chloroisopropyl)Ether | mg/l | 0.0005 | No EQS | No EQS | 21 | <0.0005 | 0.00052381 | <0.001 | 0 | no | yes | N/A | N/A | N/A | N/A |  |  | <0.0005 | <0.0005 | <0.0005 | <0.0005 | <0.0005 | <0.0005 | <0.0005 | <0.0005 | <0.0005 | <0.0005 | <0.0005 | <0.0005 | <0.0005 | <0.0005 | <0.0005 | <0.0005 | <0.0005 | <0.0005 | <0.0005 | <0.0005 | <0.001
Hexachloroethane | mg/l | 0.0005 | No EQS | No EQS | 21 | <0.0005 | 0.00052381 | <0.001 | 0 | no | yes | N/A | N/A | N/A | N/A |  |  | <0.0005 | <0.0005 | <0.0005 | <0.0005 | <0.0005 | <0.0005 | <0.0005 | <0.0005 | <0.0005 | <0.0005 | <0.0005 | <0.0005 | <0.0005 | <0.0005 | <0.0005 | <0.0005 | <0.0005 | <0.0005 | <0.0005 | <0.0005 | <0.001
N-Nitrosodi-n-propylamine | mg/l | 0.0005 | No EQS | No EQS | 21 | <0.0005 | 0.00052381 | <0.001 | 0 | no | yes | N/A | N/A | N/A | N/A |  |  | <0.0005 | <0.0005 | <0.0005 | <0.0005 | <0.0005 | <0.0005 | <0.0005 | <0.0005 | <0.0005 | <0.0005 | <0.0005 | <0.0005 | <0.0005 | <0.0005 | <0.0005 | <0.0005 | <0.0005 | <0.0005 | <0.0005 | <0.0005 | <0.001
4-Methylphenol | mg/l | 0.0005 | No EQS | No EQS | 21 | <0.0005 | 0.00052381 | <0.001 | 0 | no | yes | N/A | N/A | N/A | N/A |  |  | <0.0005 | <0.0005 | <0.0005 | <0.0005 | <0.0005 | <0.0005 | <0.0005 | <0.0005 | <0.0005 | <0.0005 | <0.0005 | <0.0005 | <0.0005 | <0.0005 | <0.0005 | <0.0005 | <0.0005 | <0.0005 | <0.0005 | <0.0005 | <0.001
Nitrobenzene | mg/l | 0.0005 | No EQS | No EQS | 21 | <0.0005 | 0.00052381 | <0.001 | 0 | no | yes | N/A | N/A | N/A | N/A |  |  | <0.0005 | <0.0005 | <0.0005 | <0.0005 | <0.0005 | <0.0005 | <0.0005 | <0.0005 | <0.0005 | <0.0005 | <0.0005 | <0.0005 | <0.0005 | <0.0005 | <0.0005 | <0.0005 | <0.0005 | <0.0005 | <0.0005 | <0.0005 | <0.001
Isophorone | mg/l | 0.0005 | No EQS | No EQS | 21 | <0.0005 | 0.00052381 | <0.001 | 0 | no | yes | N/A | N/A | N/A | N/A |  |  | <0.0005 | <0.0005 | <0.0005 | <0.0005 | <0.0005 | <0.0005 | <0.0005 | <0.0005 | <0.0005 | <0.0005 | <0.0005 | <0.0005 | <0.0005 | <0.0005 | <0.0005 | <0.0005 | <0.0005 | <0.0005 | <0.0005 | <0.0005 | <0.001
2-Nitrophenol | mg/l | 0.0005 | No EQS | No EQS | 21 | <0.0005 | 0.00052381 | <0.001 | 0 | no | yes | N/A | N/A | N/A | N/A |  |  | <0.0005 | <0.0005 | <0.0005 | <0.0005 | <0.0005 | <0.0005 | <0.0005 | <0.0005 | <0.0005 | <0.0005 | <0.0005 | <0.0005 | <0.0005 | <0.0005 | <0.0005 | <0.0005 | <0.0005 | <0.0005 | <0.0005 | <0.0005 | <0.001
2,4-Dimethylphenol | mg/l | 0.0005 | No EQS | No EQS | 21 | <0.0005 | 0.00052381 | <0.001 | 0 | no | yes | N/A | N/A | N/A | N/A |  |  | <0.0005 | <0.0005 | <0.0005 | <0.0005 | <0.0005 | <0.0005 | <0.0005 | <0.0005 | <0.0005 | <0.0005 | <0.0005 | <0.0005 | <0.0005 | <0.0005 | <0.0005 | <0.0005 | <0.0005 | <0.0005 | <0.0005 | <0.0005 | <0.001
Bis(2-Chloroethoxy)Methane | mg/l | 0.0005 | No EQS | No EQS | 21 | <0.0005 | 0.00052381 | <0.001 | 0 | no | yes | N/A | N/A | N/A | N/A |  |  | <0.0005 | <0.0005 | <0.0005 | <0.0005 | <0.0005 | <0.0005 | <0.0005 | <0.0005 | <0.0005 | <0.0005 | <0.0005 | <0.0005 | <0.0005 | <0.0005 | <0.0005 | <0.0005 | <0.0005 | <0.0005 | <0.0005 | <0.0005 | <0.001
2,4-Dichlorophenol | mg/l | 0.0005 | 0.00042 | 0.006 | 21 | <0.0005 | 0.00052381 | <0.001 | 0 | no | NO | 0.00042 | YES | 0.006 | no |  |  | <0.0005 | <0.0005 | <0.0005 | <0.0005 | <0.0005 | <0.0005 | <0.0005 | <0.0005 | <0.0005 | <0.0005 | <0.0005 | <0.0005 | <0.0005 | <0.0005 | <0.0005 | <0.0005 | <0.0005 | <0.0005 | <0.0005 | <0.0005 | <0.001
1,2,4-Trichlorobenzene | mg/l | 0.0005 | No EQS | No EQS | 21 | <0.0005 | 0.00061905 | <0.003 | 0 | no | yes | N/A | N/A | N/A | N/A |  |  | <0.0005 | <0.0005 | <0.0005 | <0.0005 | <0.0005 | <0.0005 | <0.0005 | <0.0005 | <0.0005 | <0.0005 | <0.0005 | <0.0005 | <0.0005 | <0.0005 | <0.0005 | <0.0005 | <0.0005 | <0.0005 | <0.0005 | <0.0005 | <0.003
Naphthalene | mg/l | 0.0005 | 0.002 | 0.13 | 21 | <0.0005 | 0.00052381 | <0.001 | 0 | no | yes | 0.002 | no | 0.13 | no |  |  | <0.0005 | <0.0005 | <0.0005 | <0.0005 | <0.0005 | <0.0005 | <0.0005 | <0.0005 | <0.0005 | <0.0005 | <0.0005 | <0.0005 | <0.0005 | <0.0005 | <0.0005 | <0.0005 | <0.0005 | <0.0005 | <0.0005 | <0.0005 | <0.001
4-Chloroaniline | mg/l | 0.0005 | No EQS | No EQS | 21 | <0.0005 | 0.00052381 | <0.001 | 0 | no | yes | N/A | N/A | N/A | N/A |  |  | <0.0005 | <0.0005 | <0.0005 | <0.0005 | <0.0005 | <0.0005 | <0.0005 | <0.0005 | <0.0005 | <0.0005 | <0.0005 | <0.0005 | <0.0005 | <0.0005 | <0.0005 | <0.0005 | <0.0005 | <0.0005 | <0.0005 | <0.0005 | <0.001
Hexachlorobutadiene | mg/l | 0.0005 | No EQS | No EQS | 21 | <0.0005 | 0.00052381 | <0.001 | 0 | no | yes | N/A | N/A | N/A | N/A |  |  | <0.0005 | <0.0005 | <0.0005 | <0.0005 | <0.0005 | <0.0005 | <0.0005 | <0.0005 | <0.0005 | <0.0005 | <0.0005 | <0.0005 | <0.0005 | <0.0005 | <0.0005 | <0.0005 | <0.0005 | <0.0005 | <0.0005 | <0.0005 | <0.001
4-Chloro-3-Methylphenol | mg/l | 0.0005 | 0.04 | No EQS | 21 | <0.0005 | 0.00052381 | <0.001 | 0 | no | yes | 0.04 | no | N/A | N/A |  |  | <0.0005 | <0.0005 | <0.0005 | <0.0005 | <0.0005 | <0.0005 | <0.0005 | <0.0005 | <0.0005 | <0.0005 | <0.0005 | <0.0005 | <0.0005 | <0.0005 | <0.0005 | <0.0005 | <0.0005 | <0.0005 | <0.0005 | <0.0005 | <0.001
2-Methylnaphthalene | mg/l | 0.0005 | No EQS | No EQS | 21 | <0.0005 | 0.00052381 | <0.001 | 0 | no | yes | N/A | N/A | N/A | N/A |  |  | <0.0005 | <0.0005 | <0.0005 | <0.0005 | <0.0005 | <0.0005 | <0.0005 | <0.0005 | <0.0005 | <0.0005 | <0.0005 | <0.0005 | <0.0005 | <0.0005 | <0.0005 | <0.0005 | <0.0005 | <0.0005 | <0.0005 | <0.0005 | <0.001
Hexachlorocyclopentadiene | mg/l | 0.0005 | No EQS | No EQS | 21 | <0.0005 | 0.00052381 | <0.001 | 0 | no | yes | N/A | N/A | N/A | N/A |  |  | <0.0005 | <0.0005 | <0.0005 | <0.0005 | <0.0005 | <0.0005 | <0.0005 | <0.0005 | <0.0005 | <0.0005 | <0.0005 | <0.0005 | <0.0005 | <0.0005 | <0.0005 | <0.0005 | <0.0005 | <0.0005 | <0.0005 | <0.0005 | <0.001
2,4,6-Trichlorophenol | mg/l | 0.0005 | No EQS | No EQS | 21 | <0.0005 | 0.00052381 | <0.001 | 0 | no | yes | N/A | N/A | N/A | N/A |  |  | <0.0005 | <0.0005 | <0.0005 | <0.0005 | <0.0005 | <0.0005 | <0.0005 | <0.0005 | <0.0005 | <0.0005 | <0.0005 | <0.0005 | <0.0005 | <0.0005 | <0.0005 | <0.0005 | <0.0005 | <0.0005 | <0.0005 | <0.0005 | <0.001
2,4,5-Trichlorophenol | mg/l | 0.0005 | No EQS | No EQS | 21 | <0.0005 | 0.00052381 | <0.001 | 0 | no | yes | N/A | N/A | N/A | N/A |  |  | <0.0005 | <0.0005 | <0.0005 | <0.0005 | <0.0005 | <0.0005 | <0.0005 | <0.0005 | <0.0005 | <0.0005 | <0.0005 | <0.0005 | <0.0005 | <0.0005 | <0.0005 | <0.0005 | <0.0005 | <0.0005 | <0.0005 | <0.0005 | <0.001
2-Chloronaphthalene | mg/l | 0.0005 | No EQS | No EQS | 21 | <0.0005 | 0.00052381 | <0.001 | 0 | no | yes | N/A | N/A | N/A | N/A |  |  | <0.0005 | <0.0005 | <0.0005 | <0.0005 | <0.0005 | <0.0005 | <0.0005 | <0.0005 | <0.0005 | <0.0005 | <0.0005 | <0.0005 | <0.0005 | <0.0005 | <0.0005 | <0.0005 | <0.0005 | <0.0005 | <0.0005 | <0.0005 | <0.001
2-Nitroaniline | mg/l | 0.0005 | No EQS | No EQS | 21 | <0.0005 | 0.00052381 | <0.001 | 0 | no | yes | N/A | N/A | N/A | N/A |  |  | <0.0005 | <0.0005 | <0.0005 | <0.0005 | <0.0005 | <0.0005 | <0.0005 | <0.0005 | <0.0005 | <0.0005 | <0.0005 | <0.0005 | <0.0005 | <0.0005 | <0.0005 | <0.0005 | <0.0005 | <0.0005 | <0.0005 | <0.0005 | <0.001
Acenaphthylene | mg/l | 0.0005 | No EQS | No EQS | 21 | <0.0005 | 0.00052381 | <0.001 | 0 | no | yes | N/A | N/A | N/A | N/A |  |  | <0.0005 | <0.0005 | <0.0005 | <0.0005 | <0.0005 | <0.0005 | <0.0005 | <0.0005 | <0.0005 | <0.0005 | <0.0005 | <0.0005 | <0.0005 | <0.0005 | <0.0005 | <0.0005 | <0.0005 | <0.0005 | <0.0005 | <0.0005 | <0.001
Dimethylphthalate | mg/l | 0.0005 | 0.8 | 4 | 21 | <0.0005 | 0.00052381 | <0.001 | 0 | no | yes | 0.8 | no | 4 | no |  |  | <0.0005 | <0.0005 | <0.0005 | <0.0005 | <0.0005 | <0.0005 | <0.0005 | <0.0005 | <0.0005 | <0.0005 | <0.0005 | <0.0005 | <0.0005 | <0.0005 | <0.0005 | <0.0005 | <0.0005 | <0.0005 | <0.0005 | <0.0005 | <0.001
2,6-Dinitrotoluene | mg/l | 0.0005 | No EQS | No EQS | 21 | <0.0005 | 0.00052381 | <0.001 | 0 | no | yes | N/A | N/A | N/A | N/A |  |  | <0.0005 | <0.0005 | <0.0005 | <0.0005 | <0.0005 | <0.0005 | <0.0005 | <0.0005 | <0.0005 | <0.0005 | <0.0005 | <0.0005 | <0.0005 | <0.0005 | <0.0005 | <0.0005 | <0.0005 | <0.0005 | <0.0005 | <0.0005 | <0.001
Acenaphthene | mg/l | 0.0005 | No EQS | No EQS | 21 | <0.0005 | 0.00052381 | <0.001 | 0 | no | yes | N/A | N/A | N/A | N/A |  |  | <0.0005 | <0.0005 | <0.0005 | <0.0005 | <0.0005 | <0.0005 | <0.0005 | <0.0005 | <0.0005 | <0.0005 | <0.0005 | <0.0005 | <0.0005 | <0.0005 | <0.0005 | <0.0005 | <0.0005 | <0.0005 | <0.0005 | <0.0005 | <0.001
3-Nitroaniline | mg/l | 0.0005 | No EQS | No EQS | 21 | <0.0005 | 0.00052381 | <0.001 | 0 | no | yes | N/A | N/A | N/A | N/A |  |  | <0.0005 | <0.0005 | <0.0005 | <0.0005 | <0.0005 | <0.0005 | <0.0005 | <0.0005 | <0.0005 | <0.0005 | <0.0005 | <0.0005 | <0.0005 | <0.0005 | <0.0005 | <0.0005 | <0.0005 | <0.0005 | <0.0005 | <0.0005 | <0.001
Dibenzofuran | mg/l | 0.0005 | No EQS | No EQS | 21 | <0.0005 | 0.00052381 | <0.001 | 0 | no | yes | N/A | N/A | N/A | N/A |  |  | <0.0005 | <0.0005 | <0.0005 | <0.0005 | <0.0005 | <0.0005 | <0.0005 | <0.0005 | <0.0005 | <0.0005 | <0.0005 | <0.0005 | <0.0005 | <0.0005 | <0.0005 | <0.0005 | <0.0005 | <0.0005 | <0.0005 | <0.0005 | <0.001
4-Chlorophenylphenylether | mg/l | 0.0005 | No EQS | No EQS | 21 | <0.0005 | 0.00052381 | <0.001 | 0 | no | yes | N/A | N/A | N/A | N/A |  |  | <0.0005 | <0.0005 | <0.0005 | <0.0005 | <0.0005 | <0.0005 | <0.0005 | <0.0005 | <0.0005 | <0.0005 | <0.0005 | <0.0005 | <0.0005 | <0.0005 | <0.0005 | <0.0005 | <0.0005 | <0.0005 | <0.0005 | <0.0005 | <0.001
2,4-Dinitrotoluene | mg/l | 0.0005 | No EQS | No EQS | 21 | <0.0005 | 0.00052381 | <0.001 | 0 | no | yes | N/A | N/A | N/A | N/A |  |  | <0.0005 | <0.0005 | <0.0005 | <0.0005 | <0.0005 | <0.0005 | <0.0005 | <0.0005 | <0.0005 | <0.0005 | <0.0005 | <0.0005 | <0.0005 | <0.0005 | <0.0005 | <0.0005 | <0.0005 | <0.0005 | <0.0005 | <0.0005 | <0.001
Fluorene | mg/l | 0.0005 | No EQS | No EQS | 21 | <0.0005 | 0.00052381 | <0.001 | 0 | no | yes | N/A | N/A | N/A | N/A |  |  | <0.0005 | <0.0005 | <0.0005 | <0.0005 | <0.0005 | <0.0005 | <0.0005 | <0.0005 | <0.0005 | <0.0005 | <0.0005 | <0.0005 | <0.0005 | <0.0005 | <0.0005 | <0.0005 | <0.0005 | <0.0005 | <0.0005 | <0.0005 | <0.001
Diethyl Phthalate | mg/l | 0.0005 | 0.2 | 1 | 21 | <0.0005 | 0.00052381 | <0.001 | 0 | no | yes | 0.2 | no | 1 | no |  |  | <0.0005 | <0.0005 | <0.0005 | <0.0005 | <0.0005 | <0.0005 | <0.0005 | <0.0005 | <0.0005 | <0.0005 | <0.0005 | <0.0005 | <0.0005 | <0.0005 | <0.0005 | <0.0005 | <0.0005 | <0.0005 | <0.0005 | <0.0005 | <0.001
4-Nitroaniline | mg/l | 0.0005 | No EQS | No EQS | 21 | <0.0005 | 0.00052381 | <0.001 | 0 | no | yes | N/A | N/A | N/A | N/A |  |  | <0.0005 | <0.0005 | <0.0005 | <0.0005 | <0.0005 | <0.0005 | <0.0005 | <0.0005 | <0.0005 | <0.0005 | <0.0005 | <0.0005 | <0.0005 | <0.0005 | <0.0005 | <0.0005 | <0.0005 | <0.0005 | <0.0005 | <0.0005 | <0.001
2-Methyl-4,6-Dinitrophenol | mg/l | 0.0005 | No EQS | No EQS | 21 | <0.0005 | 0.00052381 | <0.001 | 0 | no | yes | N/A | N/A | N/A | N/A |  |  | <0.0005 | <0.0005 | <0.0005 | <0.0005 | <0.0005 | <0.0005 | <0.0005 | <0.0005 | <0.0005 | <0.0005 | <0.0005 | <0.0005 | <0.0005 | <0.0005 | <0.0005 | <0.0005 | <0.0005 | <0.0005 | <0.0005 | <0.0005 | <0.001
Azobenzene | mg/l | 0.0005 | No EQS | No EQS | 21 | <0.0005 | 0.0005 | <0.0005 | 0 | no | yes | N/A | N/A | N/A | N/A |  |  | <0.0005 | <0.0005 | <0.0005 | <0.0005 | <0.0005 | <0.0005 | <0.0005 | <0.0005 | <0.0005 | <0.0005 | <0.0005 | <0.0005 | <0.0005 | <0.0005 | <0.0005 | <0.0005 | <0.0005 | <0.0005 | <0.0005 | <0.0005
4-Bromophenylphenyl Ether | mg/l | 0.0005 | No EQS | No EQS | 21 | <0.0005 | 0.0005 | <0.0005 | 0 | no | yes | N/A | N/A | N/A | N/A |  |  | <0.0005 | <0.0005 | <0.0005 | <0.0005 | <0.0005 | <0.0005 | <0.0005 | <0.0005 | <0.0005 | <0.0005 | <0.0005 | <0.0005 | <0.0005 | <0.0005 | <0.0005 | <0.0005 | <0.0005 | <0.0005 | <0.0005 | <0.0005
Hexachlorobenzene | mg/l | 0.0005 | No EQS | 5e-05 | 21 | <0.0005 | 0.0005 | <0.0005 | 0 | no | yes | N/A | N/A | 5e-05 | YES |  |  | <0.0005 | <0.0005 | <0.0005 | <0.0005 | <0.0005 | <0.0005 | <0.0005 | <0.0005 | <0.0005 | <0.0005 | <0.0005 | <0.0005 | <0.0005 | <0.0005 | <0.0005 | <0.0005 | <0.0005 | <0.0005 | <0.0005 | <0.0005
Pentachlorophenol | mg/l | 0.0005 | 0.0004 | 0.001 | 21 | <0.0005 | 0.0005 | <0.0005 | 0 | no | NO | 0.0004 | YES | 0.001 | YES |  |  | <0.0005 | <0.0005 | <0.0005 | <0.0005 | <0.0005 | <0.0005 | <0.0005 | <0.0005 | <0.0005 | <0.0005 | <0.0005 | <0.0005 | <0.0005 | <0.0005 | <0.0005 | <0.0005 | <0.0005 | <0.0005 | <0.0005 | <0.0005
Phenanthrene | mg/l | 0.0005 | No EQS | No EQS | 21 | <0.0005 | 0.0005 | <0.0005 | 0 | no | yes | N/A | N/A | N/A | N/A |  |  | <0.0005 | <0.0005 | <0.0005 | <0.0005 | <0.0005 | <0.0005 | <0.0005 | <0.0005 | <0.0005 | <0.0005 | <0.0005 | <0.0005 | <0.0005 | <0.0005 | <0.0005 | <0.0005 | <0.0005 | <0.0005 | <0.0005 | <0.0005
Anthracene | mg/l | 0.0005 | 0.0001 | 0.0001 | 21 | <0.0005 | 0.0005 | <0.0005 | 0 | no | NO | 0.0001 | YES | 0.0001 | YES |  |  | <0.0005 | <0.0005 | <0.0005 | <0.0005 | <0.0005 | <0.0005 | <0.0005 | <0.0005 | <0.0005 | <0.0005 | <0.0005 | <0.0005 | <0.0005 | <0.0005 | <0.0005 | <0.0005 | <0.0005 | <0.0005 | <0.0005 | <0.0005
Carbazole | mg/l | 0.0005 | No EQS | No EQS | 21 | <0.0005 | 0.0005 | <0.0005 | 0 | no | yes | N/A | N/A | N/A | N/A |  |  | <0.0005 | <0.0005 | <0.0005 | <0.0005 | <0.0005 | <0.0005 | <0.0005 | <0.0005 | <0.0005 | <0.0005 | <0.0005 | <0.0005 | <0.0005 | <0.0005 | <0.0005 | <0.0005 | <0.0005 | <0.0005 | <0.0005 | <0.0005
Di-N-Butyl Phthalate | mg/l | 0.0005 | No EQS | No EQS | 21 | <0.0005 | 0.0005 | <0.0005 | 0 | no | yes | N/A | N/A | N/A | N/A |  |  | <0.0005 | <0.0005 | <0.0005 | <0.0005 | <0.0005 | <0.0005 | <0.0005 | <0.0005 | <0.0005 | <0.0005 | <0.0005 | <0.0005 | <0.0005 | <0.0005 | <0.0005 | <0.0005 | <0.0005 | <0.0005 | <0.0005 | <0.0005
Fluoranthene | mg/l | 0.0005 | 6.3e-06 | 0.00012 | 21 | <0.0005 | 0.0005 | <0.0005 | 0 | no | NO | 6.3e-06 | YES | 0.00012 | no |  |  | <0.0005 | <0.0005 | <0.0005 | <0.0005 | <0.0005 | <0.0005 | <0.0005 | <0.0005 | <0.0005 | <0.0005 | <0.0005 | <0.0005 | <0.0005 | <0.0005 | <0.0005 | <0.0005 | <0.0005 | <0.0005 | <0.0005 | <0.0005
Pyrene | mg/l | 0.0005 | No EQS | No EQS | 21 | <0.0005 | 0.0005 | <0.0005 | 0 | no | yes | N/A | N/A | N/A | N/A |  |  | <0.0005 | <0.0005 | <0.0005 | <0.0005 | <0.0005 | <0.0005 | <0.0005 | <0.0005 | <0.0005 | <0.0005 | <0.0005 | <0.0005 | <0.0005 | <0.0005 | <0.0005 | <0.0005 | <0.0005 | <0.0005 | <0.0005 | <0.0005
Butylbenzyl Phthalate | mg/l | 0.0005 | 0.00075 | 0.01 | 21 | <0.0005 | 0.0005 | <0.0005 | 0 | no | yes | 0.00075 | no | 0.01 | no |  |  | <0.0005 | <0.0005 | <0.0005 | <0.0005 | <0.0005 | <0.0005 | <0.0005 | <0.0005 | <0.0005 | <0.0005 | <0.0005 | <0.0005 | <0.0005 | <0.0005 | <0.0005 | <0.0005 | <0.0005 | <0.0005 | <0.0005 | <0.0005
Benzo[a]anthracene | mg/l | 0.0005 | No EQS | No EQS | 21 | <0.0005 | 0.0005 | <0.0005 | 0 | no | yes | N/A | N/A | N/A | N/A |  |  | <0.0005 | <0.0005 | <0.0005 | <0.0005 | <0.0005 | <0.0005 | <0.0005 | <0.0005 | <0.0005 | <0.0005 | <0.0005 | <0.0005 | <0.0005 | <0.0005 | <0.0005 | <0.0005 | <0.0005 | <0.0005 | <0.0005 | <0.0005
Chrysene | mg/l | 0.0005 | No EQS | No EQS | 21 | <0.0005 | 0.0005 | <0.0005 | 0 | no | yes | N/A | N/A | N/A | N/A |  |  | <0.0005 | <0.0005 | <0.0005 | <0.0005 | <0.0005 | <0.0005 | <0.0005 | <0.0005 | <0.0005 | <0.0005 | <0.0005 | <0.0005 | <0.0005 | <0.0005 | <0.0005 | <0.0005 | <0.0005 | <0.0005 | <0.0005 | <0.0005
Bis(2-Ethylhexyl)Phthalate | mg/l | 0.0005 | 0.0013 | No EQS | 21 | <0.0005 | 0.0005 | <0.0005 | 0 | no | yes | 0.0013 | no | N/A | N/A |  |  | <0.0005 | <0.0005 | <0.0005 | <0.0005 | <0.0005 | <0.0005 | <0.0005 | <0.0005 | <0.0005 | <0.0005 | <0.0005 | <0.0005 | <0.0005 | <0.0005 | <0.0005 | <0.0005 | <0.0005 | <0.0005 | <0.0005 | <0.0005
Di-N-Octyl Phthalate | mg/l | 0.0005 | No EQS | No EQS | 21 | <0.0005 | 0.0005 | <0.0005 | 0 | no | yes | N/A | N/A | N/A | N/A |  |  | <0.0005 | <0.0005 | <0.0005 | <0.0005 | <0.0005 | <0.0005 | <0.0005 | <0.0005 | <0.0005 | <0.0005 | <0.0005 | <0.0005 | <0.0005 | <0.0005 | <0.0005 | <0.0005 | <0.0005 | <0.0005 | <0.0005 | <0.0005
Benzo[b]fluoranthene | mg/l | 0.0005 | 1.7e-07 | 1.7e-05 | 21 | <0.0005 | 0.0005 | <0.0005 | 0 | no | NO | 1.7e-07 | YES | 1.7e-05 | YES |  |  | <0.0005 | <0.0005 | <0.0005 | <0.0005 | <0.0005 | <0.0005 | <0.0005 | <0.0005 | <0.0005 | <0.0005 | <0.0005 | <0.0005 | <0.0005 | <0.0005 | <0.0005 | <0.0005 | <0.0005 | <0.0005 | <0.0005 | <0.0005
Benzo[k]fluoranthene | mg/l | 0.0005 | 1.7e-07 | 1.7e-05 | 21 | <0.0005 | 0.0005 | <0.0005 | 0 | no | NO | 1.7e-07 | YES | 1.7e-05 | YES |  |  | <0.0005 | <0.0005 | <0.0005 | <0.0005 | <0.0005 | <0.0005 | <0.0005 | <0.0005 | <0.0005 | <0.0005 | <0.0005 | <0.0005 | <0.0005 | <0.0005 | <0.0005 | <0.0005 | <0.0005 | <0.0005 | <0.0005 | <0.0005
Benzo[a]pyrene (BaP) | mg/l | 0.0005 | 1.7e-07 | 2.7e-05 | 21 | <0.0005 | 0.0005 | <0.0005 | 0 | no | NO | 1.7e-07 | YES | 2.7e-05 | YES |  |  | <0.0005 | <0.0005 | <0.0005 | <0.0005 | <0.0005 | <0.0005 | <0.0005 | <0.0005 | <0.0005 | <0.0005 | <0.0005 | <0.0005 | <0.0005 | <0.0005 | <0.0005 | <0.0005 | <0.0005 | <0.0005 | <0.0005 | <0.0005
Indeno(1,2,3-c,d)Pyrene | mg/l | 0.0005 | 1.7e-07 | No EQS | 21 | <0.0005 | 0.0005 | <0.0005 | 0 | no | NO | 1.7e-07 | YES | N/A | N/A |  |  | <0.0005 | <0.0005 | <0.0005 | <0.0005 | <0.0005 | <0.0005 | <0.0005 | <0.0005 | <0.0005 | <0.0005 | <0.0005 | <0.0005 | <0.0005 | <0.0005 | <0.0005 | <0.0005 | <0.0005 | <0.0005 | <0.0005 | <0.0005
Dibenz(a,h)Anthracene | mg/l | 0.0005 | No EQS | No EQS | 21 | <0.0005 | 0.0005 | <0.0005 | 0 | no | yes | N/A | N/A | N/A | N/A |  |  | <0.0005 | <0.0005 | <0.0005 | <0.0005 | <0.0005 | <0.0005 | <0.0005 | <0.0005 | <0.0005 | <0.0005 | <0.0005 | <0.0005 | <0.0005 | <0.0005 | <0.0005 | <0.0005 | <0.0005 | <0.0005 | <0.0005 | <0.0005
Benzo[g,h,i]perylene | mg/l | 0.0005 | 1.7e-07 | 8.2e-07 | 21 | <0.0005 | 0.0005 | <0.0005 | 0 | no | NO | 1.7e-07 | YES | 8.2e-07 | YES |  |  | <0.0005 | <0.0005 | <0.0005 | <0.0005 | <0.0005 | <0.0005 | <0.0005 | <0.0005 | <0.0005 | <0.0005 | <0.0005 | <0.0005 | <0.0005 | <0.0005 | <0.0005 | <0.0005 | <0.0005 | <0.0005 | <0.0005 | <0.0005
4-Nitrophenol | mg/l | 0.0005 | No EQS | No EQS | 21 | <0.0001 | 0.0004365 | <0.0005 | 1 | YES | yes | N/A | N/A | N/A | N/A |  |  | <0.0005 | <0.0005 | <0.0005 | <0.0005 | <0.0001 | <0.0001 | <0.0001 | 0.00043 | <0.0005 | <0.0005 | <0.0005 | <0.0005 | <0.0005 | <0.0005 | <0.0005 | <0.0005 | <0.0005 | <0.0005 | <0.0005 | <0.0005
Naphthalene | mg/l | 0.0001 | 0.002 | 0.13 | 21 | <0.00001 | 4.4286e-05 | <0.0001 | 0 | no | yes | 0.002 | no | 0.13 | no |  |  | <0.0001 | <0.0001 | <0.0001 | <0.0001 | <0.0001 | <0.0001 | <0.0001 | <0.0001 | <0.00001 | <0.00001 | <0.00001 | <0.00001 | <0.00001 | <0.00001 | <0.00001 | <0.00001 | <0.00001 | <0.00001 | <0.00001 | <0.00001 | <0.00001
Acenaphthylene | mg/l | 0.0001 | No EQS | No EQS | 21 | <0.00001 | 4.4286e-05 | <0.0001 | 0 | no | yes | N/A | N/A | N/A | N/A |  |  | <0.0001 | <0.0001 | <0.0001 | <0.0001 | <0.0001 | <0.0001 | <0.0001 | <0.0001 | <0.00001 | <0.00001 | <0.00001 | <0.00001 | <0.00001 | <0.00001 | <0.00001 | <0.00001 | <0.00001 | <0.00001 | <0.00001 | <0.00001 | <0.00001
Acenaphthene | mg/l | 0.0001 | No EQS | No EQS | 21 | <0.00001 | 4.4286e-05 | <0.0001 | 0 | no | yes | N/A | N/A | N/A | N/A |  |  | <0.0001 | <0.0001 | <0.0001 | <0.0001 | <0.0001 | <0.0001 | <0.0001 | <0.0001 | <0.00001 | <0.00001 | <0.00001 | <0.00001 | <0.00001 | <0.00001 | <0.00001 | <0.00001 | <0.00001 | <0.00001 | <0.00001 | <0.00001 | <0.00001
Fluorene | mg/l | 0.0001 | No EQS | No EQS | 21 | <0.00001 | 4.4286e-05 | <0.0001 | 0 | no | yes | N/A | N/A | N/A | N/A |  |  | <0.0001 | <0.0001 | <0.0001 | <0.0001 | <0.0001 | <0.0001 | <0.0001 | <0.0001 | <0.00001 | <0.00001 | <0.00001 | <0.00001 | <0.00001 | <0.00001 | <0.00001 | <0.00001 | <0.00001 | <0.00001 | <0.00001 | <0.00001 | <0.00001
Phenanthrene | mg/l | 0.0001 | No EQS | No EQS | 21 | <0.00001 | 6.9524e-05 | 0.00054 | 1 | YES | yes | N/A | N/A | N/A | N/A |  |  | <0.0001 | <0.0001 | <0.0001 | <0.0001 | <0.0001 | <0.0001 | <0.0001 | <0.0001 | <0.00001 | <0.00001 | <0.00001 | <0.00001 | <0.00001 | <0.00001 | <0.00001 | <0.00001 | 0.00054 | <0.00001 | <0.00001 | <0.00001 | <0.00001
Anthracene | mg/l | 0.00001 - 0.0001 | 0.0001 | 0.0001 | 21 | <0.00001 | 6.7619e-05 | 0.0005 | 1 | YES | NO | 0.0001 | no | 0.0001 | YES |  |  | <0.0001 | <0.0001 | <0.0001 | <0.0001 | <0.0001 | <0.0001 | <0.0001 | <0.0001 | <0.00001 | <0.00001 | <0.00001 | <0.00001 | <0.00001 | <0.00001 | <0.00001 | <0.00001 | 0.0005 | <0.00001 | <0.00001 | <0.00001 | <0.00001
Fluoranthene | mg/l | 0.0001 | 6.3e-06 | 0.00012 | 21 | <0.00001 | 8.7619e-05 | 0.0005 | 2 | YES | NO | 6.3e-06 | YES | 0.00012 | YES |  |  | <0.0001 | <0.0001 | <0.0001 | <0.0001 | <0.0001 | <0.0001 | <0.0001 | <0.0001 | <0.00001 | <0.00001 | 0.00043 | <0.00001 | <0.00001 | <0.00001 | <0.00001 | <0.00001 | 0.0005 | <0.00001 | <0.00001 | <0.00001 | <0.00001
Pyrene | mg/l | 0.0001 | No EQS | No EQS | 21 | <0.00001 | 0.00012762 | 0.0012 | 2 | YES | yes | N/A | N/A | N/A | N/A |  |  | <0.0001 | <0.0001 | <0.0001 | <0.0001 | <0.0001 | <0.0001 | <0.0001 | <0.0001 | <0.00001 | <0.00001 | 0.00057 | <0.00001 | <0.00001 | <0.00001 | <0.00001 | <0.00001 | 0.0012 | <0.00001 | <0.00001 | <0.00001 | <0.00001
Benzo[a]anthracene | mg/l | 0.0001 | No EQS | No EQS | 21 | <0.00001 | 4.4286e-05 | <0.0001 | 0 | no | yes | N/A | N/A | N/A | N/A |  |  | <0.0001 | <0.0001 | <0.0001 | <0.0001 | <0.0001 | <0.0001 | <0.0001 | <0.0001 | <0.00001 | <0.00001 | <0.00001 | <0.00001 | <0.00001 | <0.00001 | <0.00001 | <0.00001 | <0.00001 | <0.00001 | <0.00001 | <0.00001 | <0.00001
Chrysene | mg/l | 0.0001 | No EQS | No EQS | 21 | <0.00001 | 4.4286e-05 | <0.0001 | 0 | no | yes | N/A | N/A | N/A | N/A |  |  | <0.0001 | <0.0001 | <0.0001 | <0.0001 | <0.0001 | <0.0001 | <0.0001 | <0.0001 | <0.00001 | <0.00001 | <0.00001 | <0.00001 | <0.00001 | <0.00001 | <0.00001 | <0.00001 | <0.00001 | <0.00001 | <0.00001 | <0.00001 | <0.00001
Benzo[b]fluoranthene | mg/l | 0.0001 | No EQS | No EQS | 21 | <0.00001 | 4.4286e-05 | <0.0001 | 0 | no | yes | N/A | N/A | N/A | N/A |  |  | <0.0001 | <0.0001 | <0.0001 | <0.0001 | <0.0001 | <0.0001 | <0.0001 | <0.0001 | <0.00001 | <0.00001 | <0.00001 | <0.00001 | <0.00001 | <0.00001 | <0.00001 | <0.00001 | <0.00001 | <0.00001 | <0.00001 | <0.00001 | <0.00001
Benzo[k]fluoranthene | mg/l | 0.0001 | No EQS | No EQS | 21 | <0.00001 | 4.4286e-05 | <0.0001 | 0 | no | yes | N/A | N/A | N/A | N/A |  |  | <0.0001 | <0.0001 | <0.0001 | <0.0001 | <0.0001 | <0.0001 | <0.0001 | <0.0001 | <0.00001 | <0.00001 | <0.00001 | <0.00001 | <0.00001 | <0.00001 | <0.00001 | <0.00001 | <0.00001 | <0.00001 | <0.00001 | <0.00001 | <0.00001
Benzo[a]pyrene | mg/l | 0.0001 | No EQS | No EQS | 21 | <0.00001 | 4.4286e-05 | <0.0001 | 0 | no | yes | N/A | N/A | N/A | N/A |  |  | <0.0001 | <0.0001 | <0.0001 | <0.0001 | <0.0001 | <0.0001 | <0.0001 | <0.0001 | <0.00001 | <0.00001 | <0.00001 | <0.00001 | <0.00001 | <0.00001 | <0.00001 | <0.00001 | <0.00001 | <0.00001 | <0.00001 | <0.00001 | <0.00001
Indeno(1,2,3-c,d)Pyrene | mg/l | 0.0001 | No EQS | No EQS | 21 | <0.00001 | 4.4286e-05 | <0.0001 | 0 | no | yes | N/A | N/A | N/A | N/A |  |  | <0.0001 | <0.0001 | <0.0001 | <0.0001 | <0.0001 | <0.0001 | <0.0001 | <0.0001 | <0.00001 | <0.00001 | <0.00001 | <0.00001 | <0.00001 | <0.00001 | <0.00001 | <0.00001 | <0.00001 | <0.00001 | <0.00001 | <0.00001 | <0.00001
Dibenz(a,h)Anthracene | mg/l | 0.0001 | No EQS | No EQS | 21 | <0.00001 | 4.4286e-05 | <0.0001 | 0 | no | yes | N/A | N/A | N/A | N/A |  |  | <0.0001 | <0.0001 | <0.0001 | <0.0001 | <0.0001 | <0.0001 | <0.0001 | <0.0001 | <0.00001 | <0.00001 | <0.00001 | <0.00001 | <0.00001 | <0.00001 | <0.00001 | <0.00001 | <0.00001 | <0.00001 | <0.00001 | <0.00001 | <0.00001
Benzo[g,h,i]perylene | mg/l | 0.0001 | No EQS | No EQS | 21 | <0.00001 | 4.4286e-05 | <0.0001 | 0 | no | yes | N/A | N/A | N/A | N/A |  |  | <0.0001 | <0.0001 | <0.0001 | <0.0001 | <0.0001 | <0.0001 | <0.0001 | <0.0001 | <0.00001 | <0.00001 | <0.00001 | <0.00001 | <0.00001 | <0.00001 | <0.00001 | <0.00001 | <0.00001 | <0.00001 | <0.00001 | <0.00001 | <0.00001
Total Of 16 PAH's | mg/l | 0.002 | No EQS | No EQS | 21 | <0.00001 | 0.0010338 | 0.0027 | 2 | YES | yes | N/A | N/A | N/A | N/A |  |  | <0.002 | <0.002 | <0.002 | <0.002 | <0.002 | <0.002 | <0.002 | <0.002 | <0.0002 | <0.0002 | 0.001 | <0.0002 | <0.0002 | <0.0002 | <0.0002 | <0.0002 | 0.0027 | <0.0002 | <0.0002 | <0.0002 | <0.00001
PCB 28 | mg/l | 1e-05 | No EQS | No EQS | 21 | <0.000001 | 9.5714e-06 | <0.00001 | 0 | no | yes | N/A | N/A | N/A | N/A |  |  | <0.00001 | <0.00001 | <0.00001 | <0.00001 | <0.00001 | <0.00001 | <0.00001 | <0.00001 | <0.00001 | <0.00001 | <0.00001 | <0.00001 | <0.00001 | <0.00001 | <0.00001 | <0.00001 | <0.00001 | <0.00001 | <0.00001 | <0.00001 | <0.000001
PCB 81 | mg/l | 1e-05 | No EQS | No EQS | 21 | <0.000001 | 9.5714e-06 | <0.00001 | 0 | no | yes | N/A | N/A | N/A | N/A |  |  | <0.00001 | <0.00001 | <0.00001 | <0.00001 | <0.00001 | <0.00001 | <0.00001 | <0.00001 | <0.00001 | <0.00001 | <0.00001 | <0.00001 | <0.00001 | <0.00001 | <0.00001 | <0.00001 | <0.00001 | <0.00001 | <0.00001 | <0.00001 | <0.000001
PCB 52 | mg/l | 1e-05 | No EQS | No EQS | 21 | <0.000001 | 9.5714e-06 | <0.00001 | 0 | no | yes | N/A | N/A | N/A | N/A |  |  | <0.00001 | <0.00001 | <0.00001 | <0.00001 | <0.00001 | <0.00001 | <0.00001 | <0.00001 | <0.00001 | <0.00001 | <0.00001 | <0.00001 | <0.00001 | <0.00001 | <0.00001 | <0.00001 | <0.00001 | <0.00001 | <0.00001 | <0.00001 | <0.000001
PCB 77 | mg/l | 1e-05 | No EQS | No EQS | 21 | <0.00001 | 1e-05 | <0.00001 | 0 | no | yes | N/A | N/A | N/A | N/A |  |  | <0.00001 | <0.00001 | <0.00001 | <0.00001 | <0.00001 | <0.00001 | <0.00001 | <0.00001 | <0.00001 | <0.00001 | <0.00001 | <0.00001 | <0.00001 | <0.00001 | <0.00001 | <0.00001 | <0.00001 | <0.00001 | <0.00001 | <0.00001
PCB 105 | mg/l | 1e-05 | No EQS | No EQS | 21 | <0.000001 | 9.5714e-06 | <0.00001 | 0 | no | yes | N/A | N/A | N/A | N/A |  |  | <0.00001 | <0.00001 | <0.00001 | <0.00001 | <0.00001 | <0.00001 | <0.00001 | <0.00001 | <0.00001 | <0.00001 | <0.00001 | <0.00001 | <0.00001 | <0.00001 | <0.00001 | <0.00001 | <0.00001 | <0.00001 | <0.00001 | <0.00001 | <0.000001
PCB 90+101 | mg/l | 1e-05 | No EQS | No EQS | 21 | <0.000001 | 9.5714e-06 | <0.00001 | 0 | no | yes | N/A | N/A | N/A | N/A |  |  | <0.00001 | <0.00001 | <0.00001 | <0.00001 | <0.00001 | <0.00001 | <0.00001 | <0.00001 | <0.00001 | <0.00001 | <0.00001 | <0.00001 | <0.00001 | <0.00001 | <0.00001 | <0.00001 | <0.00001 | <0.00001 | <0.00001 | <0.00001 | <0.000001
PCB 114 | mg/l | 1e-05 | No EQS | No EQS | 21 | <0.000001 | 9.5714e-06 | <0.00001 | 0 | no | yes | N/A | N/A | N/A | N/A |  |  | <0.00001 | <0.00001 | <0.00001 | <0.00001 | <0.00001 | <0.00001 | <0.00001 | <0.00001 | <0.00001 | <0.00001 | <0.00001 | <0.00001 | <0.00001 | <0.00001 | <0.00001 | <0.00001 | <0.00001 | <0.00001 | <0.00001 | <0.00001 | <0.000001
PCB 118 | mg/l | 1e-05 | No EQS | No EQS | 21 | <0.000001 | 9.5714e-06 | <0.00001 | 0 | no | yes | N/A | N/A | N/A | N/A |  |  | <0.00001 | <0.00001 | <0.00001 | <0.00001 | <0.00001 | <0.00001 | <0.00001 | <0.00001 | <0.00001 | <0.00001 | <0.00001 | <0.00001 | <0.00001 | <0.00001 | <0.00001 | <0.00001 | <0.00001 | <0.00001 | <0.00001 | <0.00001 | <0.000001
PCB 118 | mg/l | 1e-05 | No EQS | No EQS | 21 | <0.000001 | 9.5714e-06 | <0.00001 | 0 | no | yes | N/A | N/A | N/A | N/A |  |  | <0.00001 | <0.00001 | <0.00001 | <0.00001 | <0.00001 | <0.00001 | <0.00001 | <0.00001 | <0.00001 | <0.00001 | <0.00001 | <0.00001 | <0.00001 | <0.00001 | <0.00001 | <0.00001 | <0.00001 | <0.00001 | <0.00001 | <0.00001 | <0.000001
PCB 153 | mg/l | 1e-05 | No EQS | No EQS | 21 | <0.000001 | 9.5714e-06 | <0.00001 | 0 | no | yes | N/A | N/A | N/A | N/A |  |  | <0.00001 | <0.00001 | <0.00001 | <0.00001 | <0.00001 | <0.00001 | <0.00001 | <0.00001 | <0.00001 | <0.00001 | <0.00001 | <0.00001 | <0.00001 | <0.00001 | <0.00001 | <0.00001 | <0.00001 | <0.00001 | <0.00001 | <0.00001 | <0.000001
PCB 123 | mg/l | 1e-05 | No EQS | No EQS | 21 | <0.000001 | 9.5714e-06 | <0.00001 | 0 | no | yes | N/A | N/A | N/A | N/A |  |  | <0.00001 | <0.00001 | <0.00001 | <0.00001 | <0.00001 | <0.00001 | <0.00001 | <0.00001 | <0.00001 | <0.00001 | <0.00001 | <0.00001 | <0.00001 | <0.00001 | <0.00001 | <0.00001 | <0.00001 | <0.00001 | <0.00001 | <0.00001 | <0.000001
PCB 138 | mg/l | 1e-05 | No EQS | No EQS | 21 | <0.000001 | 9.5714e-06 | <0.00001 | 0 | no | yes | N/A | N/A | N/A | N/A |  |  | <0.00001 | <0.00001 | <0.00001 | <0.00001 | <0.00001 | <0.00001 | <0.00001 | <0.00001 | <0.00001 | <0.00001 | <0.00001 | <0.00001 | <0.00001 | <0.00001 | <0.00001 | <0.00001 | <0.00001 | <0.00001 | <0.00001 | <0.00001 | <0.000001
PCB 126 | mg/l | 1e-05 | No EQS | No EQS | 21 | <0.000001 | 9.5714e-06 | <0.00001 | 0 | no | yes | N/A | N/A | N/A | N/A |  |  | <0.00001 | <0.00001 | <0.00001 | <0.00001 | <0.00001 | <0.00001 | <0.00001 | <0.00001 | <0.00001 | <0.00001 | <0.00001 | <0.00001 | <0.00001 | <0.00001 | <0.00001 | <0.00001 | <0.00001 | <0.00001 | <0.00001 | <0.00001 | <0.000001
PCB 180 | mg/l | 1e-05 | No EQS | No EQS | 21 | <0.000001 | 9.5714e-06 | <0.00001 | 0 | no | yes | N/A | N/A | N/A | N/A |  |  | <0.00001 | <0.00001 | <0.00001 | <0.00001 | <0.00001 | <0.00001 | <0.00001 | <0.00001 | <0.00001 | <0.00001 | <0.00001 | <0.00001 | <0.00001 | <0.00001 | <0.00001 | <0.00001 | <0.00001 | <0.00001 | <0.00001 | <0.00001 | <0.000001
PCB 156 | mg/l | 1e-05 | No EQS | No EQS | 21 | <0.000001 | 9.5714e-06 | <0.00001 | 0 | no | yes | N/A | N/A | N/A | N/A |  |  | <0.00001 | <0.00001 | <0.00001 | <0.00001 | <0.00001 | <0.00001 | <0.00001 | <0.00001 | <0.00001 | <0.00001 | <0.00001 | <0.00001 | <0.00001 | <0.00001 | <0.00001 | <0.00001 | <0.00001 | <0.00001 | <0.00001 | <0.00001 | <0.000001
PCB 157 | mg/l | 1e-05 | No EQS | No EQS | 21 | <0.000001 | 9.5714e-06 | <0.00001 | 0 | no | yes | N/A | N/A | N/A | N/A |  |  | <0.00001 | <0.00001 | <0.00001 | <0.00001 | <0.00001 | <0.00001 | <0.00001 | <0.00001 | <0.00001 | <0.00001 | <0.00001 | <0.00001 | <0.00001 | <0.00001 | <0.00001 | <0.00001 | <0.00001 | <0.00001 | <0.00001 | <0.00001 | <0.000001
PCB 167 | mg/l | 1e-05 | No EQS | No EQS | 21 | <0.000001 | 9.5714e-06 | <0.00001 | 0 | no | yes | N/A | N/A | N/A | N/A |  |  | <0.00001 | <0.00001 | <0.00001 | <0.00001 | <0.00001 | <0.00001 | <0.00001 | <0.00001 | <0.00001 | <0.00001 | <0.00001 | <0.00001 | <0.00001 | <0.00001 | <0.00001 | <0.00001 | <0.00001 | <0.00001 | <0.00001 | <0.00001 | <0.000001
PCB 169 | mg/l | 1e-05 | No EQS | No EQS | 21 | <0.000001 | 9.5714e-06 | <0.00001 | 0 | no | yes | N/A | N/A | N/A | N/A |  |  | <0.00001 | <0.00001 | <0.00001 | <0.00001 | <0.00001 | <0.00001 | <0.00001 | <0.00001 | <0.00001 | <0.00001 | <0.00001 | <0.00001 | <0.00001 | <0.00001 | <0.00001 | <0.00001 | <0.00001 | <0.00001 | <0.00001 | <0.00001 | <0.000001
PCB 189 | mg/l | 1e-05 | No EQS | No EQS | 21 | <0.000001 | 9.5714e-06 | <0.00001 | 0 | no | yes | N/A | N/A | N/A | N/A |  |  | <0.00001 | <0.00001 | <0.00001 | <0.00001 | <0.00001 | <0.00001 | <0.00001 | <0.00001 | <0.00001 | <0.00001 | <0.00001 | <0.00001 | <0.00001 | <0.00001 | <0.00001 | <0.00001 | <0.00001 | <0.00001 | <0.00001 | <0.00001 | <0.000001
Total PCBs (12 Congeners) | mg/l | 1e-05 | No EQS | No EQS | 21 | <0.000002 | 9.619e-06 | <0.00001 | 0 | no | yes | N/A | N/A | N/A | N/A |  |  | <0.00001 | <0.00001 | <0.00001 | <0.00001 | <0.00001 | <0.00001 | <0.00001 | <0.00001 | <0.00001 | <0.00001 | <0.00001 | <0.00001 | <0.00001 | <0.00001 | <0.00001 | <0.00001 | <0.00001 | <0.00001 | <0.00001 | <0.00001 | <0.000002
Total PCBs (7 congeners) | mg/l | 1e-05 | No EQS | No EQS | 21 | <0.000002 | 9.619e-06 | <0.00001 | 0 | no | yes | N/A | N/A | N/A | N/A |  |  | <0.00001 | <0.00001 | <0.00001 | <0.00001 | <0.00001 | <0.00001 | <0.00001 | <0.00001 | <0.00001 | <0.00001 | <0.00001 | <0.00001 | <0.00001 | <0.00001 | <0.00001 | <0.00001 | <0.00001 | <0.00001 | <0.00001 | <0.00001 | <0.000002
Total Phenols | mg/l | 0.03 | No EQS | No EQS | 21 | <0.03 | 0.03 | <0.03 | 0 | no | yes | N/A | N/A | N/A | N/A |  |  | <0.03 | <0.03 | <0.03 | <0.03 | <0.03 | <0.03 | <0.03 | <0.03 | <0.03 | <0.03 | <0.03 | <0.03 | <0.03 | <0.03 | <0.03 | <0.03 | <0.03 | <0.03 | <0.03 | <0.03
Xylenes (Total) | mg/l | 0.002 | 0.03 | No EQS | 21 | <0.0002 | 0.0012286 | <0.002 | 0 | no | yes | 0.03 | no | N/A | N/A |  |  | <0.002 | <0.002 | <0.002 | <0.002 | <0.002 | <0.002 | <0.002 | <0.002 | <0.002 | <0.002 | <0.002 | <0.0002 | <0.0002 | <0.0002 | <0.0002 | <0.0002 | <0.0002 | <0.0002 | <0.0002 | <0.0002 | <0.002
AA EQS = Annual Average Environmental Quality Standard
MAC EQS = Maximum Allowable Concentration Environmental Quality Standard
LOD = Limit of detection
PAH = Polycyclic aromatic hydrocarbon

## H1 Part A Test 1 Assessment ugl
H1 Screening Test 1: Coastal and Estuarine EQS | [9 empty] | Pre-SCREENING Is the substance present in the discharge? |  | SCREENING TEST 1 Does release concentration (RC) exceed 100% EQS?
Constituents | Unit | Limit of Detection | AA EQS | MAC EQS | Number of Samples | Minimum Value | Mean Value (< treated as detection at LOD) | Maximum Value | count of detections | Is the substance measured above LOD in the discharge? | Is the LOD sufficiently low? | 100% EQS (AA) | Test failed? (AA) | 100% EQS (MAC), where available | Test failed? (MAC) | Location
[16 empty] | Sample ID |  | GW12 | DCBH2019_3 | DCBH2019_4 | DCBH2019_5 | PZ13 | PZ13 | GW12 | PZ13 | DCBH2019_3 | GW10 | PZ5 | GW12 | DCBH2019_3 | GW12 | PZ13 | DCBH2019_3 | DCBH2019_5 | PZ13 | DCBH2019_3 | DCBH2019_5 | DBH2009_20
[16 empty] | Depth |  | 9m | 4m | 10m | 5m | 9m | 9m | 8m | 9m | 4m | 4m | 15m | 8m | 4m | 8m | 15.00m | 4.00m | 7.00m | 10m | 4m | 7m | 0.79m
[16 empty] | Date |  | 2023-08-23 | 2023-09-21 | 2023-09-20 | 2023-09-20 | 2024-01-24 | 2024-01-24 | 2024-01-24 | 2023-10-12 | 2021-11-17 | 2021-11-17 | 2021-11-17 | 2021-12-08 | 2022-06-16 | 2020-11-19 | 2020-11-19 | 2021-11-17 | 2021-11-17 | 2021-12-08 | 2022-06-16 | 2022-06-29 | 2020-03-18
[16 empty] | Strata |  | Made Ground / Alluvium | Alluvium / Peat | Alluvium / Peat | Alluvium / Peat | Crag Group | Crag Group | Made Ground / Alluvium | Crag Group | Peat/Alluvium | Made Ground | Crag Group | Made Ground/ Beach Deposits | Peat/Alluvium | Made Ground/ Beach Deposits | Crag Group | Peat/Alluvium | Alluvium / Peat | Crag Group | Alluvium / Peat | Alluvium / Peat
Zone
pH |  | N/A | No EQS | 6-8.5 | 21 | 7.4 | 8.0057 | 8.4 | 21 | YES | yes | N/A | N/A | N/A | N/A |  |  | 7.5 | 8.2 | 7.4 | 8.3 | 8.2 | 8.2 | 8.3 | 7.6 | 7.9 | 8.3 | 8.2 | 8.4 | 7.8 | 8.4 | 8.4 | 7.9 | 8 | 8.4 | 7.8 | 7.4 | 7.52
Electrical Conductivity | µS/cm | 1 | No EQS | No EQS | 21 | 250 | 1830.9524 | 4400 | 21 | YES | yes | N/A | N/A | N/A | N/A |  |  | 890 | 1100 | 3600 | 3100 | 650 | 660 | 950 | 520 | 4100 | 1600 | 250 | 1000 | 1700 | 930 | 980 | 4100 | 4400 | 950 | 1700 | 2300 | 2970
Suspended Solids At 105C | µg/l | 5000 | No EQS | No EQS | 21 | <5000 | 298095.2381 | 4000000 | 20 | YES | yes | N/A | N/A | N/A | N/A |  |  | 59000 | 100000 | 170000 | 210000 | 23000 | 16000 | 57000 | 110000 | 250000 | 57000 | 47000 | <5000 | 210000 | 92000 | 24000 | 250000 | 310000 | 22000 | 210000 | 4000000 | 38000
Alkalinity (Total) | µg/l | 10000 | No EQS | No EQS | 21 | 92000 | 434761.9048 | 840000 | 21 | YES | yes | N/A | N/A | N/A | N/A |  |  | 360000 | 540000 | 700000 | 570000 | 290000 | 300000 | 220000 | 92000 | 840000 | 500000 | 370000 | 440000 | 420000 | 340000 | 400000 | 840000 | 620000 | 490000 | 420000 | 140000 | 238000
Chloride | µg/l | 1000 | No EQS | No EQS | 21 | 53000 | 901047.619 | 10300000 | 21 | YES | yes | N/A | N/A | N/A | N/A |  |  | 120000 | 210000 | 950000 | 860000 | 62000 | 53000 | 150000 | 65000 | 1400000 | 140000 | 220000 | 130000 | 400000 | 130000 | 77000 | 1400000 | 1200000 | 65000 | 400000 | 590000 | 10300000
Ammonium | µg/l | 50 | No EQS | No EQS | 21 | 130 | 5256.9524 | 20000 | 21 | YES | yes | N/A | N/A | N/A | N/A |  |  | 3800 | 3700 | 7500 | 8300 | 2000 | 1700 | 2700 | 130 | 20000 | 740 | 10000 | 2000 | 3400 | 3600 | 440 | 20000 | 14000 | 440 | 3400 | 1100 | 1446
Ammoniacal Nitrogen | µg/l | 50 | No EQS | No EQS | 21 | 100 | 4337.619 | 16000 | 21 | YES | yes | N/A | N/A | N/A | N/A |  |  | 3000 | 3100 | 5900 | 7200 | 1700 | 1500 | 2300 | 100 | 16000 | 640 | 8600 | 1800 | 2700 | 3100 | 380 | 16000 | 12000 | 390 | 2700 | 860 | 1120
Nitrite | µg/l | 20 | No EQS | No EQS | 21 | <20 | 37.3333 | 190 | 6 | YES | yes | N/A | N/A | N/A | N/A |  |  | <20 | <20 | <20 | <20 | 30 | 38 | 84 | <20 | <20 | <20 | <20 | <20 | 31 | <20 | <20 | <20 | <20 | <20 | 31 | 190 | <100
Nitrate | µg/l | 500 | No EQS | No EQS | 21 | <100 | 1063.3333 | 7000 | 10 | YES | yes | N/A | N/A | N/A | N/A |  |  | 7000 | 610 | <500 | 780 | <500 | <500 | <500 | 4800 | 650 | <500 | <500 | <500 | 770 | <500 | <500 | 650 | <500 | 500 | 770 | 700 | <100
Phosphate | µg/l | 200 | No EQS | No EQS | 21 | <20 | 362.8571 | 3800 | 1 | YES | yes | N/A | N/A | N/A | N/A |  |  | 3800 | <200 | <200 | <200 | <200 | <200 | <200 | <200 | <200 | <200 | <200 | <200 | <200 | <200 | <200 | <200 | <200 | <200 | <200 | <200 | <20
Phosphorus | µg/l | 20 | No EQS | No EQS | 21 | <20 | 1029.619 | <20000 | 7 | YES | yes | N/A | N/A | N/A | N/A |  |  | 1200 | 21 | 21 | 21 | <20 | 23 | 21 | 55 | <20 | <20 | <20 | <20 | <20 | <20 | <20 | <20 | <20 | <20 | <20 | <20 | <20000
Sulphate | µg/l | 1000 | No EQS | No EQS | 21 | <1000 | 83566.6667 | 1410000 | 14 | YES | yes | N/A | N/A | N/A | N/A |  |  | 5000 | <1000 | 4800 | <1000 | 37000 | 36000 | 44000 | 14000 | <1000 | 110000 | 2900 | 21000 | <1000 | 2500 | 31000 | <1000 | <1000 | 27000 | <1000 | 2700 | 1410000
Total Oxidised Nitrogen | µg/l | 200 | No EQS | No EQS | 21 | <100 | 305.7143 | 1600 | 3 | YES | yes | N/A | N/A | N/A | N/A |  |  | 1600 | <200 | <200 | <200 | <200 | <200 | <200 | 1100 | <200 | <200 | <200 | <200 | <200 | <200 | <200 | <200 | <200 | <200 | <200 | 220 | <100
Cyanide (Free) | µg/l | 5 | 1 | 5 | 21 | <5 | 5 | <5 | 0 | no | NO | 1 | YES | 5 | no |  |  | <5 | <5 | <5 | <5 | <5 | <5 | <5 | <5 | <5 | <5 | <5 | <5 | <5 | <5 | <5 | <5 | <5 | <5 | <5 | <5 | <5
Calcium | µg/l | 2000 | No EQS | No EQS | 21 | 44000 | 139000 | 531000 | 21 | YES | yes | N/A | N/A | N/A | N/A |  |  | 78000 | 92000 | 100000 | 100000 | 110000 | 120000 | 100000 | 44000 | 150000 | 190000 | 93000 | 99000 | 120000 | 72000 | 110000 | 150000 | 130000 | 120000 | 120000 | 290000 | 531000
Potassium | µg/l | 500 | No EQS | No EQS | 21 | 3300 | 21052.381 | 154000 | 21 | YES | yes | N/A | N/A | N/A | N/A |  |  | 17000 | 8500 | 35000 | 11000 | 4600 | 4500 | 20000 | 3300 | 34000 | 11000 | 10000 | 17000 | 12000 | 15000 | 7500 | 34000 | 20000 | 4700 | 12000 | 7000 | 154000
Magnesium | µg/l | 200 | No EQS | No EQS | 21 | 2200 | 67361.9048 | 779000 | 21 | YES | yes | N/A | N/A | N/A | N/A |  |  | 16000 | 27000 | 64000 | 50000 | 12000 | 12000 | 19000 | 2200 | 89000 | 12000 | 9400 | 21000 | 39000 | 15000 | 16000 | 89000 | 64000 | 15000 | 39000 | 25000 | 779000
Sodium | µg/l | 1500 | No EQS | No EQS | 21 | 34000 | 544904.7619 | 6600000 | 21 | YES | yes | N/A | N/A | N/A | N/A |  |  | 79000 | 120000 | 540000 | 460000 | 68000 | 65000 | 89000 | 34000 | 870000 | 54000 | 100000 | 84000 | 210000 | 60000 | 42000 | 870000 | 600000 | 68000 | 210000 | 220000 | 6600000
Arsenic (Dissolved) | µg/l | 0.2 | 25 | No EQS | 21 | 0.5 | 3.4743 | 12 | 20 | YES | yes | 25 | no | N/A | N/A |  |  | 1.9 | 1.9 | 3.2 | 3.7 | 3.1 | 1.3 | 0.96 | 1.2 | 12 | 2.4 | 0.5 | 1.3 | 3.7 | 4.3 | 5.5 | 12 | 3.8 | 4.3 | 3.7 | 1.2 | <1
Boron | µg/l | 10 | 7000 | No EQS | 21 | 30 | 236.8571 | 1390 | 21 | YES | yes | 7000 | no | N/A | N/A |  |  | 160 | 100 | 640 | 340 | 82 | 84 | 170 | 30 | 310 | 110 | 46 | 220 | 140 | 120 | 55 | 310 | 370 | 87 | 140 | 70 | 1390
Cadmium (Dissolved) | µg/l | 0.11 | 0.2 | No EQS | 21 | <0.08 | 0.11143 | <0.2 | 2 | YES | yes | 0.2 | no | N/A | N/A |  |  | <0.11 | <0.11 | <0.11 | <0.11 | <0.11 | <0.11 | <0.11 | <0.11 | 0.11 | <0.11 | <0.11 | <0.11 | <0.11 | <0.08 | <0.08 | 0.11 | <0.11 | <0.11 | <0.11 | <0.11 | <0.2
Chromium (Dissolved) | µg/l | 0.5 | No EQS | No EQS | 21 | <0.5 | 0.94286 | 3 | 6 | YES | yes | N/A | N/A | N/A | N/A |  |  | <0.5 | <0.5 | 1.7 | 1.8 | <0.5 | <0.5 | <0.5 | 1.2 | <0.5 | <0.5 | <0.5 | <0.5 | <0.5 | 2.5 | 2.1 | <0.5 | <0.5 | <0.5 | <0.5 | <0.5 | 3
Copper (Dissolved) | µg/l | 0.5 | 3.76 | No EQS | 21 | <0.5 | 1.2305 | 8 | 6 | YES | yes | 3.76 | no | N/A | N/A |  |  | 0.54 | <0.5 | <0.5 | <0.5 | <0.5 | <0.5 | <0.5 | 4.4 | 1.6 | 1.2 | <0.5 | <0.5 | <0.5 | <1 | <1 | 1.6 | <0.5 | <0.5 | <0.5 | <0.5 | 8
Iron (Dissolved) | µg/l | 5 | 1000 | No EQS | 21 | <5 | 3784.9952 | 26000 | 15 | YES | yes | 1000 | YES | N/A | N/A |  |  | <5 | <5 | 15 | 39 | 7.9 | <5 | 62 | 15 | 26000 | 140 | <5 | <5 | 13 | 5000 | 250 | 26000 | 6900 | <5 | 13 | 1200 | 13800
Manganese (Dissolved) | µg/l | 0.5 | No EQS | No EQS | 21 | 12 | 1367.5714 | 4300 | 21 | YES | yes | N/A | N/A | N/A | N/A |  |  | 1800 | 2000 | 1200 | 1200 | 12 | 40 | 2400 | 25 | 4300 | 400 | 150 | 2400 | 2600 | 140 | 49 | 4300 | 1400 | 52 | 2600 | 1200 | 451
Nickel (Dissolved) | µg/l | 0.5 | 8.6 | 34 | 21 | <0.5 | 1.2281 | 3.5 | 15 | YES | yes | 8.6 | no | 34 | no |  |  | <0.5 | 0.63 | 0.89 | 1.8 | 3.2 | 3.5 | <0.5 | 1.1 | 1 | 2.7 | 0.51 | <0.5 | 0.53 | <1 | 1.6 | 1 | 1.1 | 1.7 | 0.53 | <0.5 | <1
Lead (Dissolved) | µg/l | 0.5 | 1.3 | 14 | 21 | <0.5 | 0.57429 | <1 | 2 | YES | yes | 1.3 | no | 14 | no |  |  | <0.5 | <0.5 | <0.5 | <0.5 | <0.5 | <0.5 | <0.5 | <0.5 | 0.53 | <0.5 | <0.5 | <0.5 | <0.5 | <1 | <1 | 0.53 | <0.5 | <0.5 | <0.5 | <0.5 | <1
Zinc (Dissolved) | µg/l | 2.5 | 6.8 | No EQS | 21 | <1 | 9.7524 | 107 | 12 | YES | yes | 6.8 | YES | N/A | N/A |  |  | 3.4 | 10 | 7.6 | 13 | <2.5 | 2.9 | <2.5 | 23 | <2.5 | 4.2 | <2.5 | <2.5 | 4 | <1 | 2 | <2.5 | 2.7 | <2.5 | 4 | <2.5 | 107
Mercury | µg/l | 0.01 | No EQS | 0.07 | 21 | <0.01 | 0.011905 | <0.05 | 0 | no | yes | N/A | N/A | 0.07 | no |  |  | <0.01 | <0.01 | <0.01 | <0.01 | <0.01 | <0.01 | <0.01 | <0.01 | <0.01 | <0.01 | <0.01 | <0.01 | <0.01 | <0.01 | <0.01 | <0.01 | <0.01 | <0.01 | <0.01 | <0.01 | <0.05
Chromium (Hexavalent) | µg/l | 0.0001 - 0.02 | 0.6 | 32 | 21 | <0.1 | 11.8643 | <20 | 8 | YES | NO | 0.6 | YES | 32 | no |  |  | <20 | <20 | <20 | <20 | <20 | <20 | <20 | <20 | 0 | 0 | 0 | <1 | 0 | <0.1 | 2 | 0 | 0 | <1 | <1 | <1 | 0
Chromium III | µg/l | 1 | No EQS | No EQS | 21 | <0.1 | 4.6644 | <20 | 9 | YES | yes | N/A | N/A | N/A | N/A |  |  | <1 | <1 | 2 | 2 | <1 | <1 | <1 | <1 | 0 | 0 | <20 | 0 | <1 | 3 | <0.1 | <0.1 | 0.43 | <20 | 0 | <20 | 0
Total Organic Carbon | µg/l | 2000 | No EQS | No EQS | 21 | <2000 | 17142.8571 | 97000 | 18 | YES | yes | N/A | N/A | N/A | N/A |  |  | 9100 | 8300 | 13000 | 32000 | 3600 | 3500 | 11000 | 6500 | 0 | 0 | <2000 | <2000 | <2000 | 0 | 97000 | 30000 | 20000 | 0 | 0 | 0 | 0
Aliphatic TPH >C5-C6 | µg/l | 0.1 | No EQS | No EQS | 21 | <0.1 | 0.16429 | <1 | 7 | YES | yes | N/A | N/A | N/A | N/A |  |  | <0.1 | <0.1 | <0.1 | <0.1 | <0.1 | <0.1 | <0.1 | <0.1 | 0 | 0 | 0 | <0.1 | <0.1 | 0 | 0 | 0 | 0 | <0.1 | <0.1 | <0.1 | <1
Aliphatic TPH >C6-C8 | µg/l | 0.1 | No EQS | No EQS | 21 | <0.1 | 0.16429 | <1 | 7 | YES | yes | N/A | N/A | N/A | N/A |  |  | <0.1 | <0.1 | <0.1 | <0.1 | <0.1 | <0.1 | <0.1 | <0.1 | 0 | 0 | 0 | <0.1 | <0.1 | 0 | 0 | 0 | 0 | <0.1 | <0.1 | <0.1 | <1
Aliphatic TPH >C8-C10 | µg/l | 0.1 | No EQS | No EQS | 21 | <0.1 | 0.45 | <5 | 7 | YES | yes | N/A | N/A | N/A | N/A |  |  | <0.1 | <0.1 | <0.1 | <0.1 | <0.1 | <0.1 | <0.1 | <0.1 | 0 | 0 | 0 | <0.1 | <0.1 | 0 | 0 | 0 | 0 | <0.1 | <0.1 | <0.1 | <5
Aliphatic TPH >C10-C12 | µg/l | 0.1 | No EQS | No EQS | 21 | <0.1 | 0.45 | <5 | 7 | YES | yes | N/A | N/A | N/A | N/A |  |  | <0.1 | <0.1 | <0.1 | <0.1 | <0.1 | <0.1 | <0.1 | <0.1 | 0 | 0 | 0 | <0.1 | <0.1 | 0 | 0 | 0 | 0 | <0.1 | <0.1 | <0.1 | <5
Aliphatic TPH >C12-C16 | µg/l | 0.1 | No EQS | No EQS | 21 | <0.1 | 0.45 | <5 | 7 | YES | yes | N/A | N/A | N/A | N/A |  |  | <0.1 | <0.1 | <0.1 | <0.1 | <0.1 | <0.1 | <0.1 | <0.1 | 0 | 0 | 0 | <0.1 | <0.1 | 0 | 0 | 0 | 0 | <0.1 | <0.1 | <0.1 | <5
Aliphatic TPH >C16-C21 | µg/l | 0.1 | No EQS | No EQS | 21 | <0.1 | 0.45 | <5 | 7 | YES | yes | N/A | N/A | N/A | N/A |  |  | <0.1 | <0.1 | <0.1 | <0.1 | <0.1 | <0.1 | <0.1 | <0.1 | 0 | 0 | 0 | <0.1 | <0.1 | 0 | 0 | 0 | 0 | <0.1 | <0.1 | <0.1 | <5
Aliphatic TPH >C21-C35 | µg/l | 0.1 | No EQS | No EQS | 21 | <0.1 | 0.45 | <5 | 7 | YES | yes | N/A | N/A | N/A | N/A |  |  | <0.1 | <0.1 | <0.1 | <0.1 | <0.1 | <0.1 | <0.1 | <0.1 | 0 | 0 | 0 | <0.1 | <0.1 | 0 | 0 | 0 | 0 | <0.1 | <0.1 | <0.1 | <5
Aliphatic TPH >C35-C44 | µg/l | 0.1 | No EQS | No EQS | 21 | <0.1 | 0.1 | <0.1 | 8 | YES | yes | N/A | N/A | N/A | N/A |  |  | <0.1 | <0.1 | <0.1 | <0.1 | <0.1 | <0.1 | <0.1 | <0.1 | 0 | 0 | 0 | <0.1 | <0.1 | 0 | 0 | 0 | 0 | <0.1 | <0.1 | <0.1 | 0
Total Aliphatic Hydrocarbons | µg/l | 5 | No EQS | No EQS | 21 | <5 | 5 | <5 | 7 | YES | yes | N/A | N/A | N/A | N/A |  |  | <5 | <5 | <5 | <5 | <5 | <5 | <5 | <5 | 0 | 0 | 0 | <5 | <5 | 0 | 0 | 0 | 0 | <5 | <5 | <5 | <5
Aromatic TPH >C5-C7 | µg/l | 0.1 | No EQS | No EQS | 21 | <0.1 | 0.16429 | <1 | 7 | YES | yes | N/A | N/A | N/A | N/A |  |  | <0.1 | <0.1 | <0.1 | <0.1 | <0.1 | <0.1 | <0.1 | <0.1 | 0 | 0 | 0 | <0.1 | <0.1 | 0 | 0 | 0 | 0 | <0.1 | <0.1 | <0.1 | <1
Aromatic TPH >C7-C8 | µg/l | 0.1 | No EQS | No EQS | 21 | <0.1 | 0.16429 | <1 | 7 | YES | yes | N/A | N/A | N/A | N/A |  |  | <0.1 | <0.1 | <0.1 | <0.1 | <0.1 | <0.1 | <0.1 | <0.1 | 0 | 0 | 0 | <0.1 | <0.1 | 0 | 0 | 0 | 0 | <0.1 | <0.1 | <0.1 | <1
Aromatic TPH >C8-C10 | µg/l | 0.1 | No EQS | No EQS | 21 | <0.1 | 0.45 | <5 | 7 | YES | yes | N/A | N/A | N/A | N/A |  |  | <0.1 | <0.1 | <0.1 | <0.1 | <0.1 | <0.1 | <0.1 | <0.1 | 0 | 0 | 0 | <0.1 | <0.1 | 0 | 0 | 0 | 0 | <0.1 | <0.1 | <0.1 | <5
Aromatic TPH >C10-C12 | µg/l | 0.1 | No EQS | No EQS | 21 | <0.1 | 0.45 | <5 | 7 | YES | yes | N/A | N/A | N/A | N/A |  |  | <0.1 | <0.1 | <0.1 | <0.1 | <0.1 | <0.1 | <0.1 | <0.1 | 0 | 0 | 0 | <0.1 | <0.1 | 0 | 0 | 0 | 0 | <0.1 | <0.1 | <0.1 | <5
Aromatic TPH >C12-C16 | µg/l | 0.1 | No EQS | No EQS | 21 | <0.1 | 0.45 | <5 | 7 | YES | yes | N/A | N/A | N/A | N/A |  |  | <0.1 | <0.1 | <0.1 | <0.1 | <0.1 | <0.1 | <0.1 | <0.1 | 0 | 0 | 0 | <0.1 | <0.1 | 0 | 0 | 0 | 0 | <0.1 | <0.1 | <0.1 | <5
Aromatic TPH >C16-C21 | µg/l | 0.1 | No EQS | No EQS | 21 | <0.1 | 0.45 | <5 | 7 | YES | yes | N/A | N/A | N/A | N/A |  |  | <0.1 | <0.1 | <0.1 | <0.1 | <0.1 | <0.1 | <0.1 | <0.1 | 0 | 0 | 0 | <0.1 | <0.1 | 0 | 0 | 0 | 0 | <0.1 | <0.1 | <0.1 | <5
Aromatic TPH >C21-C35 | µg/l | 0.1 | No EQS | No EQS | 21 | <0.1 | 0.80714 | <10 | 7 | YES | yes | N/A | N/A | N/A | N/A |  |  | <0.1 | <0.1 | <0.1 | <0.1 | <0.1 | <0.1 | <0.1 | <0.1 | 0 | 0 | 0 | <0.1 | <0.1 | 0 | 0 | 0 | 0 | <0.1 | <0.1 | <0.1 | <10
Aromatic TPH >C35-C44 | µg/l | 0.1 | No EQS | No EQS | 21 | <0.1 | 0.1 | <0.1 | 8 | YES | yes | N/A | N/A | N/A | N/A |  |  | <0.1 | <0.1 | <0.1 | <0.1 | <0.1 | <0.1 | <0.1 | <0.1 | 0 | 0 | 0 | <0.1 | <0.1 | 0 | 0 | 0 | 0 | <0.1 | <0.1 | <0.1 | 0
Total Aromatic Hydrocarbons | µg/l | 5 | No EQS | No EQS | 21 | <5 | 5.3571 | <10 | 7 | YES | yes | N/A | N/A | N/A | N/A |  |  | <5 | <5 | <5 | <5 | <5 | <5 | <5 | <5 | 0 | 0 | 0 | <5 | <5 | 0 | 0 | 0 | 0 | <5 | <5 | <5 | <10
Total Petroleum Hydrocarbons | µg/l | 10 | No EQS | No EQS | 21 | <10 | 10 | <10 | 7 | YES | yes | N/A | N/A | N/A | N/A |  |  | <10 | <10 | <10 | <10 | <10 | <10 | <10 | <10 | 0 | 0 | 0 | <10 | <10 | 0 | 0 | 0 | 0 | <10 | <10 | <10 | <10
Dichlorodifluoromethane | µg/l | 1 | No EQS | No EQS | 21 | <0.1 | 0.64 | <1 | 6 | YES | yes | N/A | N/A | N/A | N/A |  |  | <1 | <1 | <1 | <1 | <1 | <1 | <1 | <1 | 0 | 0 | 0 | 0 | 0 | 0 | <0.1 | <0.1 | <0.1 | <0.1 | <0.1 | <0.1 | <1
Chloromethane | µg/l | 1 | No EQS | No EQS | 21 | <0.1 | 1.6 | <10 | 0 | no | yes | N/A | N/A | N/A | N/A |  |  | <1 | <1 | <1 | <1 | <1 | <1 | <1 | <1 | <2 | <2 | <2 | <2 | <2 | <5 | <0.1 | <0.1 | <0.1 | <0.1 | <0.1 | <0.1 | <10
Vinyl Chloride | µg/l | 1 | No EQS | No EQS | 21 | <0.1 | 0.6 | <2 | 0 | no | yes | N/A | N/A | N/A | N/A |  |  | <1 | <1 | <1 | <1 | <1 | <1 | <1 | <1 | <0.2 | <0.2 | <0.2 | <0.2 | <0.2 | <2 | <0.1 | <0.1 | <0.1 | <0.1 | <0.1 | <0.1 | <1
Bromomethane | µg/l | 5 | No EQS | No EQS | 21 | <0.1 | 2.5952 | <5 | 0 | no | yes | N/A | N/A | N/A | N/A |  |  | <5 | <5 | <5 | <5 | <5 | <5 | <5 | <5 | <0.1 | <0.1 | <0.1 | <0.1 | <0.1 | <1 | <2 | <2 | <2 | <2 | <2 | <2 | <1
Chloroethane | µg/l | 2 | No EQS | No EQS | 21 | <0.1 | 0.9381 | <2 | 0 | no | yes | N/A | N/A | N/A | N/A |  |  | <2 | <2 | <2 | <2 | <2 | <2 | <2 | <2 | <0.1 | <0.1 | <0.1 | <0.1 | <0.1 | <1 | <0.2 | <0.2 | <0.2 | <0.2 | <0.2 | <0.2 | <1
Trichlorofluoromethane | µg/l | 1 | No EQS | No EQS | 21 | <0.1 | 0.52857 | <1 | 0 | no | yes | N/A | N/A | N/A | N/A |  |  | <1 | <1 | <1 | <1 | <1 | <1 | <1 | <1 | <0.1 | <0.1 | <0.1 | <0.1 | <0.1 | <1 | <0.1 | <0.1 | <0.1 | <0.1 | <0.1 | <0.1 | <1
1,1-Dichloroethene | µg/l | 1 | No EQS | No EQS | 21 | <0.1 | 0.52857 | <1 | 0 | no | yes | N/A | N/A | N/A | N/A |  |  | <1 | <1 | <1 | <1 | <1 | <1 | <1 | <1 | <0.1 | <0.1 | <0.1 | <0.1 | <0.1 | <1 | <0.1 | <0.1 | <0.1 | <0.1 | <0.1 | <0.1 | <1
Trans 1,2-Dichloroethene | µg/l | 1 | No EQS | No EQS | 21 | <0.1 | 0.52857 | <1 | 0 | no | yes | N/A | N/A | N/A | N/A |  |  | <1 | <1 | <1 | <1 | <1 | <1 | <1 | <1 | <0.1 | <0.1 | <0.1 | <0.1 | <0.1 | <1 | <0.1 | <0.1 | <0.1 | <0.1 | <0.1 | <0.1 | <1
1,1-Dichloroethane | µg/l | 1 | No EQS | No EQS | 21 | <0.1 | 0.52857 | <1 | 0 | no | yes | N/A | N/A | N/A | N/A |  |  | <1 | <1 | <1 | <1 | <1 | <1 | <1 | <1 | <0.1 | <0.1 | <0.1 | <0.1 | <0.1 | <1 | <0.1 | <0.1 | <0.1 | <0.1 | <0.1 | <0.1 | <1
cis 1,2-Dichloroethene | µg/l | 1 | 10 | No EQS | 21 | <0.1 | 0.52857 | <1 | 0 | no | yes | 10 | no | N/A | N/A |  |  | <1 | <1 | <1 | <1 | <1 | <1 | <1 | <1 | <0.1 | <0.1 | <0.1 | <0.1 | <0.1 | <1 | <0.1 | <0.1 | <0.1 | <0.1 | <0.1 | <0.1 | <1
Bromochloromethane | µg/l | 5 | No EQS | No EQS | 21 | <0.5 | 2.4524 | <5 | 0 | no | yes | N/A | N/A | N/A | N/A |  |  | <5 | <5 | <5 | <5 | <5 | <5 | <5 | <5 | <0.5 | <0.5 | <0.5 | <0.5 | <0.5 | <5 | <0.5 | <0.5 | <0.5 | <0.5 | <0.5 | <0.5 | <1
Trichloromethane | µg/l | 1 | No EQS | No EQS | 21 | <0.1 | 0.52857 | <1 | 0 | no | yes | N/A | N/A | N/A | N/A |  |  | <1 | <1 | <1 | <1 | <1 | <1 | <1 | <1 | <0.1 | <0.1 | <0.1 | <0.1 | <0.1 | <1 | <0.1 | <0.1 | <0.1 | <0.1 | <0.1 | <0.1 | <1
1,1,1-Trichloroethane | µg/l | 1 | 100 | No EQS | 21 | <0.1 | 0.52857 | <1 | 0 | no | yes | 100 | no | N/A | N/A |  |  | <1 | <1 | <1 | <1 | <1 | <1 | <1 | <1 | <0.1 | <0.1 | <0.1 | <0.1 | <0.1 | <1 | <0.1 | <0.1 | <0.1 | <0.1 | <0.1 | <0.1 | <1
Tetrachloromethane | µg/l | 1 | No EQS | No EQS | 21 | <0.1 | 0.52857 | <1 | 0 | no | yes | N/A | N/A | N/A | N/A |  |  | <1 | <1 | <1 | <1 | <1 | <1 | <1 | <1 | <0.1 | <0.1 | <0.1 | <0.1 | <0.1 | <1 | <0.1 | <0.1 | <0.1 | <0.1 | <0.1 | <0.1 | <1
1,1-Dichloropropene | µg/l | 1 | No EQS | No EQS | 21 | <0.1 | 0.52857 | <1 | 0 | no | yes | N/A | N/A | N/A | N/A |  |  | <1 | <1 | <1 | <1 | <1 | <1 | <1 | <1 | <0.1 | <0.1 | <0.1 | <0.1 | <0.1 | <1 | <0.1 | <0.1 | <0.1 | <0.1 | <0.1 | <0.1 | <1
Benzene | µg/l | 1 | 8 | 50 | 21 | <0.1 | 0.52857 | <1 | 0 | no | yes | 8 | no | 50 | no |  |  | <1 | <1 | <1 | <1 | <1 | <1 | <1 | <1 | <0.1 | <0.1 | <0.1 | <0.1 | <0.1 | <1 | <0.1 | <0.1 | <0.1 | <0.1 | <0.1 | <0.1 | <1
1,2-Dichloroethane | µg/l | 2 | No EQS | No EQS | 21 | <0.2 | 1.0095 | <2 | 0 | no | yes | N/A | N/A | N/A | N/A |  |  | <2 | <2 | <2 | <2 | <2 | <2 | <2 | <2 | <0.2 | <0.2 | <0.2 | <0.2 | <0.2 | <2 | <0.2 | <0.2 | <0.2 | <0.2 | <0.2 | <0.2 | <1
Trichloroethene | µg/l | 1 | No EQS | No EQS | 21 | <0.1 | 0.52857 | <1 | 0 | no | yes | N/A | N/A | N/A | N/A |  |  | <1 | <1 | <1 | <1 | <1 | <1 | <1 | <1 | <0.1 | <0.1 | <0.1 | <0.1 | <0.1 | <1 | <0.1 | <0.1 | <0.1 | <0.1 | <0.1 | <0.1 | <1
1,2-Dichloropropane | µg/l | 1 | No EQS | No EQS | 21 | <0.1 | 0.52857 | <1 | 0 | no | yes | N/A | N/A | N/A | N/A |  |  | <1 | <1 | <1 | <1 | <1 | <1 | <1 | <1 | <0.1 | <0.1 | <0.1 | <0.1 | <0.1 | <1 | <0.1 | <0.1 | <0.1 | <0.1 | <0.1 | <0.1 | <1
Dibromomethane | µg/l | 10 | No EQS | No EQS | 21 | <0.1 | 4.3857 | <10 | 0 | no | yes | N/A | N/A | N/A | N/A |  |  | <10 | <10 | <10 | <10 | <10 | <10 | <10 | <10 | <0.1 | <0.1 | <0.1 | <0.1 | <0.1 | <10 | <0.1 | <0.1 | <0.1 | <0.1 | <0.1 | <0.1 | <1
Bromodichloromethane | µg/l | 5 | No EQS | No EQS | 21 | <0.5 | 2.881 | <10 | 0 | no | yes | N/A | N/A | N/A | N/A |  |  | <5 | <5 | <5 | <5 | <5 | <5 | <5 | <5 | <0.5 | <0.5 | <0.5 | <0.5 | <0.5 | <5 | <0.5 | <0.5 | <0.5 | <0.5 | <0.5 | <0.5 | <10
cis-1,3-Dichloropropene | µg/l | 10 | No EQS | No EQS | 21 | <1 | 4.8571 | <10 | 0 | no | yes | N/A | N/A | N/A | N/A |  |  | <10 | <10 | <10 | <10 | <10 | <10 | <10 | <10 | <1 | <1 | <1 | <1 | <1 | <10 | <1 | <1 | <1 | <1 | <1 | <1 | <1
Toluene | µg/l | 1 | 74 | 370 | 21 | <0.1 | 0.52857 | <1 | 0 | no | yes | 74 | no | 370 | no |  |  | <1 | <1 | <1 | <1 | <1 | <1 | <1 | <1 | <0.1 | <0.1 | <0.1 | <0.1 | <0.1 | <1 | <0.1 | <0.1 | <0.1 | <0.1 | <0.1 | <0.1 | <1
Trans-1,3-Dichloropropene | µg/l | 10 | No EQS | No EQS | 21 | <1 | 4.8571 | <10 | 0 | no | yes | N/A | N/A | N/A | N/A |  |  | <10 | <10 | <10 | <10 | <10 | <10 | <10 | <10 | <1 | <1 | <1 | <1 | <1 | <10 | <1 | <1 | <1 | <1 | <1 | <1 | <1
1,1,2-Trichloroethane | µg/l | 10 | No EQS | No EQS | 21 | <0.1 | 4.3857 | <10 | 0 | no | yes | N/A | N/A | N/A | N/A |  |  | <10 | <10 | <10 | <10 | <10 | <10 | <10 | <10 | <0.1 | <0.1 | <0.1 | <0.1 | <0.1 | <10 | <0.1 | <0.1 | <0.1 | <0.1 | <0.1 | <0.1 | <1
Tetrachloroethene | µg/l | 1 | No EQS | No EQS | 21 | <0.1 | 0.52857 | <1 | 0 | no | yes | N/A | N/A | N/A | N/A |  |  | <1 | <1 | <1 | <1 | <1 | <1 | <1 | <1 | <0.1 | <0.1 | <0.1 | <0.1 | <0.1 | <1 | <0.1 | <0.1 | <0.1 | <0.1 | <0.1 | <0.1 | <1
1,3-Dichloropropane | µg/l | 2 | No EQS | No EQS | 21 | <0.2 | 1.0095 | <2 | 0 | no | yes | N/A | N/A | N/A | N/A |  |  | <2 | <2 | <2 | <2 | <2 | <2 | <2 | <2 | <0.2 | <0.2 | <0.2 | <0.2 | <0.2 | <2 | <0.2 | <0.2 | <0.2 | <0.2 | <0.2 | <0.2 | <1
Dibromochloromethane | µg/l | 10 | No EQS | No EQS | 21 | <1 | 4.8571 | <10 | 0 | no | yes | N/A | N/A | N/A | N/A |  |  | <10 | <10 | <10 | <10 | <10 | <10 | <10 | <10 | <1 | <1 | <1 | <1 | <1 | <10 | <1 | <1 | <1 | <1 | <1 | <1 | <1
1,2-Dibromoethane | µg/l | 5 | No EQS | No EQS | 21 | <0.5 | 2.4524 | <5 | 0 | no | yes | N/A | N/A | N/A | N/A |  |  | <5 | <5 | <5 | <5 | <5 | <5 | <5 | <5 | <0.5 | <0.5 | <0.5 | <0.5 | <0.5 | <5 | <0.5 | <0.5 | <0.5 | <0.5 | <0.5 | <0.5 | <1
Chlorobenzene | µg/l | 1 | No EQS | No EQS | 21 | <0.1 | 0.52857 | <1 | 0 | no | yes | N/A | N/A | N/A | N/A |  |  | <1 | <1 | <1 | <1 | <1 | <1 | <1 | <1 | <0.1 | <0.1 | <0.1 | <0.1 | <0.1 | <1 | <0.1 | <0.1 | <0.1 | <0.1 | <0.1 | <0.1 | <1
1,1,1,2-Tetrachloroethane | µg/l | 2 | No EQS | No EQS | 21 | <0.2 | 1.0095 | <2 | 0 | no | yes | N/A | N/A | N/A | N/A |  |  | <2 | <2 | <2 | <2 | <2 | <2 | <2 | <2 | <0.2 | <0.2 | <0.2 | <0.2 | <0.2 | <2 | <0.2 | <0.2 | <0.2 | <0.2 | <0.2 | <0.2 | <1
Ethylbenzene | µg/l | 1 | No EQS | No EQS | 21 | <0.1 | 0.52857 | <1 | 0 | no | yes | N/A | N/A | N/A | N/A |  |  | <1 | <1 | <1 | <1 | <1 | <1 | <1 | <1 | <0.1 | <0.1 | <0.1 | <0.1 | <0.1 | <1 | <0.1 | <0.1 | <0.1 | <0.1 | <0.1 | <0.1 | <1
m & p-Xylene | µg/l | 1 | See Xylene Total | See Xylene Total | 21 | <0.1 | 0.52857 | <1 | 0 | no | yes | N/A | N/A | N/A | N/A |  |  | <1 | <1 | <1 | <1 | <1 | <1 | <1 | <1 | <0.1 | <0.1 | <0.1 | <0.1 | <0.1 | <1 | <0.1 | <0.1 | <0.1 | <0.1 | <0.1 | <0.1 | <1
o-Xylene | µg/l | 1 | See Xylene Total | See Xylene Total | 21 | <0.1 | 0.52857 | <1 | 0 | no | yes | N/A | N/A | N/A | N/A |  |  | <1 | <1 | <1 | <1 | <1 | <1 | <1 | <1 | <0.1 | <0.1 | <0.1 | <0.1 | <0.1 | <1 | <0.1 | <0.1 | <0.1 | <0.1 | <0.1 | <0.1 | <1
Styrene | µg/l | 1 | 50 | 500 | 21 | <0.1 | 0.52857 | <1 | 0 | no | yes | 50 | no | 500 | no |  |  | <1 | <1 | <1 | <1 | <1 | <1 | <1 | <1 | <0.1 | <0.1 | <0.1 | <0.1 | <0.1 | <1 | <0.1 | <0.1 | <0.1 | <0.1 | <0.1 | <0.1 | <1
Tribromomethane | µg/l | 1 | No EQS | No EQS | 21 | <1 | 1 | <1 | 0 | no | yes | N/A | N/A | N/A | N/A |  |  | <1 | <1 | <1 | <1 | <1 | <1 | <1 | <1 | <1 | <1 | <1 | <1 | <1 | <1 | <1 | <1 | <1 | <1 | <1 | <1 | <1
Isopropylbenzene | µg/l | 1 | No EQS | No EQS | 21 | <0.1 | 0.52857 | <1 | 0 | no | yes | N/A | N/A | N/A | N/A |  |  | <1 | <1 | <1 | <1 | <1 | <1 | <1 | <1 | <0.1 | <0.1 | <0.1 | <0.1 | <0.1 | <1 | <0.1 | <0.1 | <0.1 | <0.1 | <0.1 | <0.1 | <1
Bromobenzene | µg/l | 1 | No EQS | No EQS | 21 | <0.1 | 0.52857 | <1 | 0 | no | yes | N/A | N/A | N/A | N/A |  |  | <1 | <1 | <1 | <1 | <1 | <1 | <1 | <1 | <0.1 | <0.1 | <0.1 | <0.1 | <0.1 | <1 | <0.1 | <0.1 | <0.1 | <0.1 | <0.1 | <0.1 | <1
1,2,3-Trichloropropane | µg/l | 50 | No EQS | No EQS | 21 | <1 | 24.0952 | <50 | 0 | no | yes | N/A | N/A | N/A | N/A |  |  | <50 | <50 | <50 | <50 | <50 | <50 | <50 | <50 | <5 | <5 | <5 | <5 | <5 | <50 | <5 | <5 | <5 | <5 | <5 | <5 | <1
N-Propylbenzene | µg/l | 1 | No EQS | No EQS | 21 | <0.1 | 0.52857 | <1 | 0 | no | yes | N/A | N/A | N/A | N/A |  |  | <1 | <1 | <1 | <1 | <1 | <1 | <1 | <1 | <0.1 | <0.1 | <0.1 | <0.1 | <0.1 | <1 | <0.1 | <0.1 | <0.1 | <0.1 | <0.1 | <0.1 | <1
2-Chlorotoluene | µg/l | 1 | No EQS | No EQS | 21 | <0.1 | 0.52857 | <1 | 0 | no | yes | N/A | N/A | N/A | N/A |  |  | <1 | <1 | <1 | <1 | <1 | <1 | <1 | <1 | <0.1 | <0.1 | <0.1 | <0.1 | <0.1 | <1 | <0.1 | <0.1 | <0.1 | <0.1 | <0.1 | <0.1 | <1
1,3,5-Trimethylbenzene | µg/l | 1 | No EQS | No EQS | 21 | <0.1 | 0.52857 | <1 | 0 | no | yes | N/A | N/A | N/A | N/A |  |  | <1 | <1 | <1 | <1 | <1 | <1 | <1 | <1 | <0.1 | <0.1 | <0.1 | <0.1 | <0.1 | <1 | <0.1 | <0.1 | <0.1 | <0.1 | <0.1 | <0.1 | <1
4-Chlorotoluene | µg/l | 1 | No EQS | No EQS | 21 | <0.1 | 0.52857 | <1 | 0 | no | yes | N/A | N/A | N/A | N/A |  |  | <1 | <1 | <1 | <1 | <1 | <1 | <1 | <1 | <0.1 | <0.1 | <0.1 | <0.1 | <0.1 | <1 | <0.1 | <0.1 | <0.1 | <0.1 | <0.1 | <0.1 | <1
Tert-Butylbenzene | µg/l | 1 | No EQS | No EQS | 21 | <0.1 | 0.52857 | <1 | 0 | no | yes | N/A | N/A | N/A | N/A |  |  | <1 | <1 | <1 | <1 | <1 | <1 | <1 | <1 | <0.1 | <0.1 | <0.1 | <0.1 | <0.1 | <1 | <0.1 | <0.1 | <0.1 | <0.1 | <0.1 | <0.1 | <1
1,2,4-Trimethylbenzene | µg/l | 1 | No EQS | No EQS | 21 | <0.1 | 0.52857 | <1 | 0 | no | yes | N/A | N/A | N/A | N/A |  |  | <1 | <1 | <1 | <1 | <1 | <1 | <1 | <1 | <0.1 | <0.1 | <0.1 | <0.1 | <0.1 | <1 | <0.1 | <0.1 | <0.1 | <0.1 | <0.1 | <0.1 | <1
Sec-Butylbenzene | µg/l | 1 | No EQS | No EQS | 21 | <0.1 | 0.52857 | <1 | 0 | no | yes | N/A | N/A | N/A | N/A |  |  | <1 | <1 | <1 | <1 | <1 | <1 | <1 | <1 | <0.1 | <0.1 | <0.1 | <0.1 | <0.1 | <1 | <0.1 | <0.1 | <0.1 | <0.1 | <0.1 | <0.1 | <1
1,3-Dichlorobenzene | µg/l | 1 | No EQS | No EQS | 21 | <0.1 | 0.52857 | <1 | 0 | no | yes | N/A | N/A | N/A | N/A |  |  | <1 | <1 | <1 | <1 | <1 | <1 | <1 | <1 | <0.1 | <0.1 | <0.1 | <0.1 | <0.1 | <1 | <0.1 | <0.1 | <0.1 | <0.1 | <0.1 | <0.1 | <1
4-Isopropyltoluene | µg/l | 1 | No EQS | No EQS | 21 | <0.1 | 0.52857 | <1 | 0 | no | yes | N/A | N/A | N/A | N/A |  |  | <1 | <1 | <1 | <1 | <1 | <1 | <1 | <1 | <0.1 | <0.1 | <0.1 | <0.1 | <0.1 | <1 | <0.1 | <0.1 | <0.1 | <0.1 | <0.1 | <0.1 | <1
1,4-Dichlorobenzene | µg/l | 1 | No EQS | No EQS | 21 | <0.1 | 0.52857 | <1 | 0 | no | yes | N/A | N/A | N/A | N/A |  |  | <1 | <1 | <1 | <1 | <1 | <1 | <1 | <1 | <0.1 | <0.1 | <0.1 | <0.1 | <0.1 | <1 | <0.1 | <0.1 | <0.1 | <0.1 | <0.1 | <0.1 | <1
N-Butylbenzene | µg/l | 1 | No EQS | No EQS | 21 | <0.1 | 0.52857 | <1 | 0 | no | yes | N/A | N/A | N/A | N/A |  |  | <1 | <1 | <1 | <1 | <1 | <1 | <1 | <1 | <0.1 | <0.1 | <0.1 | <0.1 | <0.1 | <1 | <0.1 | <0.1 | <0.1 | <0.1 | <0.1 | <0.1 | <1
1,2-Dichlorobenzene | µg/l | 1 | No EQS | No EQS | 21 | <0.1 | 0.52857 | <1 | 0 | no | z | N/A | N/A | N/A | N/A |  |  | <1 | <1 | <1 | <1 | <1 | <1 | <1 | <1 | <0.1 | <0.1 | <0.1 | <0.1 | <0.1 | <1 | <0.1 | <0.1 | <0.1 | <0.1 | <0.1 | <0.1 | <1
1,2-Dibromo-3-Chloropropane | µg/l | 50 | No EQS | No EQS | 21 | <1 | 24.0952 | <50 | 0 | no | yes | N/A | N/A | N/A | N/A |  |  | <50 | <50 | <50 | <50 | <50 | <50 | <50 | <50 | <5 | <5 | <5 | <5 | <5 | <50 | <5 | <5 | <5 | <5 | <5 | <5 | <1
1,2,4-Trichlorobenzene | µg/l | 1 | No EQS | No EQS | 21 | <0.1 | 0.52857 | <1 | 0 | no | yes | N/A | N/A | N/A | N/A |  |  | <1 | <1 | <1 | <1 | <1 | <1 | <1 | <1 | <0.1 | <0.1 | <0.1 | <0.1 | <0.1 | <1 | <0.1 | <0.1 | <0.1 | <0.1 | <0.1 | <0.1 | <1
Hexachlorobutadiene | µg/l | 0.0001 - 0.001 | No EQS | 0.6 | 21 | <0.1 | 0.52857 | <1 | 0 | no | yes | N/A | N/A | 0.6 | no |  |  | <1 | <1 | <1 | <1 | <1 | <1 | <1 | <1 | <0.1 | <0.1 | <0.1 | <0.1 | <0.1 | <1 | <0.1 | <0.1 | <0.1 | <0.1 | <0.1 | <0.1 | <1
1,2,3-Trichlorobenzene | µg/l | 2 | No EQS | No EQS | 21 | <0.2 | 1.0095 | <2 | 0 | no | yes | N/A | N/A | N/A | N/A |  |  | <2 | <2 | <2 | <2 | <2 | <2 | <2 | <2 | <0.2 | <0.2 | <0.2 | <0.2 | <0.2 | <2 | <0.2 | <0.2 | <0.2 | <0.2 | <0.2 | <0.2 | <1
Methyl Tert-Butyl Ether | µg/l | 1 | No EQS | No EQS | 21 | <0.1 | 0.52857 | <1 | 0 | no | yes | N/A | N/A | N/A | N/A |  |  | <1 | <1 | <1 | <1 | <1 | <1 | <1 | <1 | <0.1 | <0.1 | <0.1 | <0.1 | <0.1 | <1 | <0.1 | <0.1 | <0.1 | <0.1 | <0.1 | <0.1 | <1
N-Nitrosodimethylamine | µg/l | 0.5 | No EQS | No EQS | 21 | <0.5 | 0.52381 | <1 | 0 | no | yes | N/A | N/A | N/A | N/A |  |  | <0.5 | <0.5 | <0.5 | <0.5 | <0.5 | <0.5 | <0.5 | <0.5 | <0.5 | <0.5 | <0.5 | <0.5 | <0.5 | <0.5 | <0.5 | <0.5 | <0.5 | <0.5 | <0.5 | <0.5 | <1
Phenol | µg/l | 0.5 | 7.7 | 46 | 21 | <0.5 | 0.52381 | <1 | 0 | no | yes | 7.7 | no | 46 | no |  |  | <0.5 | <0.5 | <0.5 | <0.5 | <0.5 | <0.5 | <0.5 | <0.5 | <0.5 | <0.5 | <0.5 | <0.5 | <0.5 | <0.5 | <0.5 | <0.5 | <0.5 | <0.5 | <0.5 | <0.5 | <1
2-Chlorophenol | µg/l | 0.5 | 50 | No EQS | 21 | <0.5 | 0.52381 | <1 | 0 | no | yes | 50 | no | N/A | N/A |  |  | <0.5 | <0.5 | <0.5 | <0.5 | <0.5 | <0.5 | <0.5 | <0.5 | <0.5 | <0.5 | <0.5 | <0.5 | <0.5 | <0.5 | <0.5 | <0.5 | <0.5 | <0.5 | <0.5 | <0.5 | <1
Bis-(2-Chloroethyl)Ether | µg/l | 0.5 | No EQS | No EQS | 21 | <0.5 | 0.52381 | <1 | 0 | no | yes | N/A | N/A | N/A | N/A |  |  | <0.5 | <0.5 | <0.5 | <0.5 | <0.5 | <0.5 | <0.5 | <0.5 | <0.5 | <0.5 | <0.5 | <0.5 | <0.5 | <0.5 | <0.5 | <0.5 | <0.5 | <0.5 | <0.5 | <0.5 | <1
1,3-Dichlorobenzene | µg/l | 0.5 | No EQS | No EQS | 21 | <0.5 | 0.52381 | <1 | 0 | no | yes | N/A | N/A | N/A | N/A |  |  | <0.5 | <0.5 | <0.5 | <0.5 | <0.5 | <0.5 | <0.5 | <0.5 | <0.5 | <0.5 | <0.5 | <0.5 | <0.5 | <0.5 | <0.5 | <0.5 | <0.5 | <0.5 | <0.5 | <0.5 | <1
1,4-Dichlorobenzene | µg/l | 0.5 | No EQS | No EQS | 21 | <0.5 | 0.52381 | <1 | 0 | no | yes | N/A | N/A | N/A | N/A |  |  | <0.5 | <0.5 | <0.5 | <0.5 | <0.5 | <0.5 | <0.5 | <0.5 | <0.5 | <0.5 | <0.5 | <0.5 | <0.5 | <0.5 | <0.5 | <0.5 | <0.5 | <0.5 | <0.5 | <0.5 | <1
1,2-Dichlorobenzene | µg/l | 0.5 | No EQS | No EQS | 21 | <0.5 | 0.52381 | <1 | 0 | no | yes | N/A | N/A | N/A | N/A |  |  | <0.5 | <0.5 | <0.5 | <0.5 | <0.5 | <0.5 | <0.5 | <0.5 | <0.5 | <0.5 | <0.5 | <0.5 | <0.5 | <0.5 | <0.5 | <0.5 | <0.5 | <0.5 | <0.5 | <0.5 | <1
2-Methylphenol (o-Cresol) | µg/l | 0.5 | No EQS | No EQS | 21 | <0.5 | 0.52381 | <1 | 0 | no | yes | N/A | N/A | N/A | N/A |  |  | <0.5 | <0.5 | <0.5 | <0.5 | <0.5 | <0.5 | <0.5 | <0.5 | <0.5 | <0.5 | <0.5 | <0.5 | <0.5 | <0.5 | <0.5 | <0.5 | <0.5 | <0.5 | <0.5 | <0.5 | <1
Bis(2-Chloroisopropyl)Ether | µg/l | 0.5 | No EQS | No EQS | 21 | <0.5 | 0.52381 | <1 | 0 | no | yes | N/A | N/A | N/A | N/A |  |  | <0.5 | <0.5 | <0.5 | <0.5 | <0.5 | <0.5 | <0.5 | <0.5 | <0.5 | <0.5 | <0.5 | <0.5 | <0.5 | <0.5 | <0.5 | <0.5 | <0.5 | <0.5 | <0.5 | <0.5 | <1
Hexachloroethane | µg/l | 0.5 | No EQS | No EQS | 21 | <0.5 | 0.52381 | <1 | 0 | no | yes | N/A | N/A | N/A | N/A |  |  | <0.5 | <0.5 | <0.5 | <0.5 | <0.5 | <0.5 | <0.5 | <0.5 | <0.5 | <0.5 | <0.5 | <0.5 | <0.5 | <0.5 | <0.5 | <0.5 | <0.5 | <0.5 | <0.5 | <0.5 | <1
N-Nitrosodi-n-propylamine | µg/l | 0.5 | No EQS | No EQS | 21 | <0.5 | 0.52381 | <1 | 0 | no | yes | N/A | N/A | N/A | N/A |  |  | <0.5 | <0.5 | <0.5 | <0.5 | <0.5 | <0.5 | <0.5 | <0.5 | <0.5 | <0.5 | <0.5 | <0.5 | <0.5 | <0.5 | <0.5 | <0.5 | <0.5 | <0.5 | <0.5 | <0.5 | <1
4-Methylphenol | µg/l | 0.5 | No EQS | No EQS | 21 | <0.5 | 0.52381 | <1 | 0 | no | yes | N/A | N/A | N/A | N/A |  |  | <0.5 | <0.5 | <0.5 | <0.5 | <0.5 | <0.5 | <0.5 | <0.5 | <0.5 | <0.5 | <0.5 | <0.5 | <0.5 | <0.5 | <0.5 | <0.5 | <0.5 | <0.5 | <0.5 | <0.5 | <1
Nitrobenzene | µg/l | 0.5 | No EQS | No EQS | 21 | <0.5 | 0.52381 | <1 | 0 | no | yes | N/A | N/A | N/A | N/A |  |  | <0.5 | <0.5 | <0.5 | <0.5 | <0.5 | <0.5 | <0.5 | <0.5 | <0.5 | <0.5 | <0.5 | <0.5 | <0.5 | <0.5 | <0.5 | <0.5 | <0.5 | <0.5 | <0.5 | <0.5 | <1
Isophorone | µg/l | 0.5 | No EQS | No EQS | 21 | <0.5 | 0.52381 | <1 | 0 | no | yes | N/A | N/A | N/A | N/A |  |  | <0.5 | <0.5 | <0.5 | <0.5 | <0.5 | <0.5 | <0.5 | <0.5 | <0.5 | <0.5 | <0.5 | <0.5 | <0.5 | <0.5 | <0.5 | <0.5 | <0.5 | <0.5 | <0.5 | <0.5 | <1
2-Nitrophenol | µg/l | 0.5 | No EQS | No EQS | 21 | <0.5 | 0.52381 | <1 | 0 | no | yes | N/A | N/A | N/A | N/A |  |  | <0.5 | <0.5 | <0.5 | <0.5 | <0.5 | <0.5 | <0.5 | <0.5 | <0.5 | <0.5 | <0.5 | <0.5 | <0.5 | <0.5 | <0.5 | <0.5 | <0.5 | <0.5 | <0.5 | <0.5 | <1
2,4-Dimethylphenol | µg/l | 0.5 | No EQS | No EQS | 21 | <0.5 | 0.52381 | <1 | 0 | no | yes | N/A | N/A | N/A | N/A |  |  | <0.5 | <0.5 | <0.5 | <0.5 | <0.5 | <0.5 | <0.5 | <0.5 | <0.5 | <0.5 | <0.5 | <0.5 | <0.5 | <0.5 | <0.5 | <0.5 | <0.5 | <0.5 | <0.5 | <0.5 | <1
Bis(2-Chloroethoxy)Methane | µg/l | 0.5 | No EQS | No EQS | 21 | <0.5 | 0.52381 | <1 | 0 | no | yes | N/A | N/A | N/A | N/A |  |  | <0.5 | <0.5 | <0.5 | <0.5 | <0.5 | <0.5 | <0.5 | <0.5 | <0.5 | <0.5 | <0.5 | <0.5 | <0.5 | <0.5 | <0.5 | <0.5 | <0.5 | <0.5 | <0.5 | <0.5 | <1
2,4-Dichlorophenol | µg/l | 0.5 | 0.42 | 6 | 21 | <0.5 | 0.52381 | <1 | 0 | no | NO | 0.42 | YES | 6 | no |  |  | <0.5 | <0.5 | <0.5 | <0.5 | <0.5 | <0.5 | <0.5 | <0.5 | <0.5 | <0.5 | <0.5 | <0.5 | <0.5 | <0.5 | <0.5 | <0.5 | <0.5 | <0.5 | <0.5 | <0.5 | <1
1,2,4-Trichlorobenzene | µg/l | 0.5 | No EQS | No EQS | 21 | <0.5 | 0.61905 | <3 | 0 | no | yes | N/A | N/A | N/A | N/A |  |  | <0.5 | <0.5 | <0.5 | <0.5 | <0.5 | <0.5 | <0.5 | <0.5 | <0.5 | <0.5 | <0.5 | <0.5 | <0.5 | <0.5 | <0.5 | <0.5 | <0.5 | <0.5 | <0.5 | <0.5 | <3
Naphthalene | µg/l | 0.5 | 2 | 130 | 21 | <0.5 | 0.52381 | <1 | 0 | no | yes | 2 | no | 130 | no |  |  | <0.5 | <0.5 | <0.5 | <0.5 | <0.5 | <0.5 | <0.5 | <0.5 | <0.5 | <0.5 | <0.5 | <0.5 | <0.5 | <0.5 | <0.5 | <0.5 | <0.5 | <0.5 | <0.5 | <0.5 | <1
4-Chloroaniline | µg/l | 0.5 | No EQS | No EQS | 21 | <0.5 | 0.52381 | <1 | 0 | no | yes | N/A | N/A | N/A | N/A |  |  | <0.5 | <0.5 | <0.5 | <0.5 | <0.5 | <0.5 | <0.5 | <0.5 | <0.5 | <0.5 | <0.5 | <0.5 | <0.5 | <0.5 | <0.5 | <0.5 | <0.5 | <0.5 | <0.5 | <0.5 | <1
Hexachlorobutadiene | µg/l | 0.5 | No EQS | No EQS | 21 | <0.5 | 0.52381 | <1 | 0 | no | yes | N/A | N/A | N/A | N/A |  |  | <0.5 | <0.5 | <0.5 | <0.5 | <0.5 | <0.5 | <0.5 | <0.5 | <0.5 | <0.5 | <0.5 | <0.5 | <0.5 | <0.5 | <0.5 | <0.5 | <0.5 | <0.5 | <0.5 | <0.5 | <1
4-Chloro-3-Methylphenol | µg/l | 0.5 | 40 | No EQS | 21 | <0.5 | 0.52381 | <1 | 0 | no | yes | 40 | no | N/A | N/A |  |  | <0.5 | <0.5 | <0.5 | <0.5 | <0.5 | <0.5 | <0.5 | <0.5 | <0.5 | <0.5 | <0.5 | <0.5 | <0.5 | <0.5 | <0.5 | <0.5 | <0.5 | <0.5 | <0.5 | <0.5 | <1
2-Methylnaphthalene | µg/l | 0.5 | No EQS | No EQS | 21 | <0.5 | 0.52381 | <1 | 0 | no | yes | N/A | N/A | N/A | N/A |  |  | <0.5 | <0.5 | <0.5 | <0.5 | <0.5 | <0.5 | <0.5 | <0.5 | <0.5 | <0.5 | <0.5 | <0.5 | <0.5 | <0.5 | <0.5 | <0.5 | <0.5 | <0.5 | <0.5 | <0.5 | <1
Hexachlorocyclopentadiene | µg/l | 0.5 | No EQS | No EQS | 21 | <0.5 | 0.52381 | <1 | 0 | no | yes | N/A | N/A | N/A | N/A |  |  | <0.5 | <0.5 | <0.5 | <0.5 | <0.5 | <0.5 | <0.5 | <0.5 | <0.5 | <0.5 | <0.5 | <0.5 | <0.5 | <0.5 | <0.5 | <0.5 | <0.5 | <0.5 | <0.5 | <0.5 | <1
2,4,6-Trichlorophenol | µg/l | 0.5 | No EQS | No EQS | 21 | <0.5 | 0.52381 | <1 | 0 | no | yes | N/A | N/A | N/A | N/A |  |  | <0.5 | <0.5 | <0.5 | <0.5 | <0.5 | <0.5 | <0.5 | <0.5 | <0.5 | <0.5 | <0.5 | <0.5 | <0.5 | <0.5 | <0.5 | <0.5 | <0.5 | <0.5 | <0.5 | <0.5 | <1
2,4,5-Trichlorophenol | µg/l | 0.5 | No EQS | No EQS | 21 | <0.5 | 0.52381 | <1 | 0 | no | yes | N/A | N/A | N/A | N/A |  |  | <0.5 | <0.5 | <0.5 | <0.5 | <0.5 | <0.5 | <0.5 | <0.5 | <0.5 | <0.5 | <0.5 | <0.5 | <0.5 | <0.5 | <0.5 | <0.5 | <0.5 | <0.5 | <0.5 | <0.5 | <1
2-Chloronaphthalene | µg/l | 0.5 | No EQS | No EQS | 21 | <0.5 | 0.52381 | <1 | 0 | no | yes | N/A | N/A | N/A | N/A |  |  | <0.5 | <0.5 | <0.5 | <0.5 | <0.5 | <0.5 | <0.5 | <0.5 | <0.5 | <0.5 | <0.5 | <0.5 | <0.5 | <0.5 | <0.5 | <0.5 | <0.5 | <0.5 | <0.5 | <0.5 | <1
2-Nitroaniline | µg/l | 0.5 | No EQS | No EQS | 21 | <0.5 | 0.52381 | <1 | 0 | no | yes | N/A | N/A | N/A | N/A |  |  | <0.5 | <0.5 | <0.5 | <0.5 | <0.5 | <0.5 | <0.5 | <0.5 | <0.5 | <0.5 | <0.5 | <0.5 | <0.5 | <0.5 | <0.5 | <0.5 | <0.5 | <0.5 | <0.5 | <0.5 | <1
Acenaphthylene | µg/l | 0.5 | No EQS | No EQS | 21 | <0.5 | 0.52381 | <1 | 0 | no | yes | N/A | N/A | N/A | N/A |  |  | <0.5 | <0.5 | <0.5 | <0.5 | <0.5 | <0.5 | <0.5 | <0.5 | <0.5 | <0.5 | <0.5 | <0.5 | <0.5 | <0.5 | <0.5 | <0.5 | <0.5 | <0.5 | <0.5 | <0.5 | <1
Dimethylphthalate | µg/l | 0.5 | 800 | 4000 | 21 | <0.5 | 0.52381 | <1 | 0 | no | yes | 800 | no | 4000 | no |  |  | <0.5 | <0.5 | <0.5 | <0.5 | <0.5 | <0.5 | <0.5 | <0.5 | <0.5 | <0.5 | <0.5 | <0.5 | <0.5 | <0.5 | <0.5 | <0.5 | <0.5 | <0.5 | <0.5 | <0.5 | <1
2,6-Dinitrotoluene | µg/l | 0.5 | No EQS | No EQS | 21 | <0.5 | 0.52381 | <1 | 0 | no | yes | N/A | N/A | N/A | N/A |  |  | <0.5 | <0.5 | <0.5 | <0.5 | <0.5 | <0.5 | <0.5 | <0.5 | <0.5 | <0.5 | <0.5 | <0.5 | <0.5 | <0.5 | <0.5 | <0.5 | <0.5 | <0.5 | <0.5 | <0.5 | <1
Acenaphthene | µg/l | 0.5 | No EQS | No EQS | 21 | <0.5 | 0.52381 | <1 | 0 | no | yes | N/A | N/A | N/A | N/A |  |  | <0.5 | <0.5 | <0.5 | <0.5 | <0.5 | <0.5 | <0.5 | <0.5 | <0.5 | <0.5 | <0.5 | <0.5 | <0.5 | <0.5 | <0.5 | <0.5 | <0.5 | <0.5 | <0.5 | <0.5 | <1
3-Nitroaniline | µg/l | 0.5 | No EQS | No EQS | 21 | <0.5 | 0.52381 | <1 | 0 | no | yes | N/A | N/A | N/A | N/A |  |  | <0.5 | <0.5 | <0.5 | <0.5 | <0.5 | <0.5 | <0.5 | <0.5 | <0.5 | <0.5 | <0.5 | <0.5 | <0.5 | <0.5 | <0.5 | <0.5 | <0.5 | <0.5 | <0.5 | <0.5 | <1
Dibenzofuran | µg/l | 0.5 | No EQS | No EQS | 21 | <0.5 | 0.52381 | <1 | 0 | no | yes | N/A | N/A | N/A | N/A |  |  | <0.5 | <0.5 | <0.5 | <0.5 | <0.5 | <0.5 | <0.5 | <0.5 | <0.5 | <0.5 | <0.5 | <0.5 | <0.5 | <0.5 | <0.5 | <0.5 | <0.5 | <0.5 | <0.5 | <0.5 | <1
4-Chlorophenylphenylether | µg/l | 0.5 | No EQS | No EQS | 21 | <0.5 | 0.52381 | <1 | 0 | no | yes | N/A | N/A | N/A | N/A |  |  | <0.5 | <0.5 | <0.5 | <0.5 | <0.5 | <0.5 | <0.5 | <0.5 | <0.5 | <0.5 | <0.5 | <0.5 | <0.5 | <0.5 | <0.5 | <0.5 | <0.5 | <0.5 | <0.5 | <0.5 | <1
2,4-Dinitrotoluene | µg/l | 0.5 | No EQS | No EQS | 21 | <0.5 | 0.52381 | <1 | 0 | no | yes | N/A | N/A | N/A | N/A |  |  | <0.5 | <0.5 | <0.5 | <0.5 | <0.5 | <0.5 | <0.5 | <0.5 | <0.5 | <0.5 | <0.5 | <0.5 | <0.5 | <0.5 | <0.5 | <0.5 | <0.5 | <0.5 | <0.5 | <0.5 | <1
Fluorene | µg/l | 0.5 | No EQS | No EQS | 21 | <0.5 | 0.52381 | <1 | 0 | no | yes | N/A | N/A | N/A | N/A |  |  | <0.5 | <0.5 | <0.5 | <0.5 | <0.5 | <0.5 | <0.5 | <0.5 | <0.5 | <0.5 | <0.5 | <0.5 | <0.5 | <0.5 | <0.5 | <0.5 | <0.5 | <0.5 | <0.5 | <0.5 | <1
Diethyl Phthalate | µg/l | 0.5 | 200 | 1000 | 21 | <0.5 | 0.52381 | <1 | 0 | no | yes | 200 | no | 1000 | no |  |  | <0.5 | <0.5 | <0.5 | <0.5 | <0.5 | <0.5 | <0.5 | <0.5 | <0.5 | <0.5 | <0.5 | <0.5 | <0.5 | <0.5 | <0.5 | <0.5 | <0.5 | <0.5 | <0.5 | <0.5 | <1
4-Nitroaniline | µg/l | 0.5 | No EQS | No EQS | 21 | <0.5 | 0.52381 | <1 | 0 | no | yes | N/A | N/A | N/A | N/A |  |  | <0.5 | <0.5 | <0.5 | <0.5 | <0.5 | <0.5 | <0.5 | <0.5 | <0.5 | <0.5 | <0.5 | <0.5 | <0.5 | <0.5 | <0.5 | <0.5 | <0.5 | <0.5 | <0.5 | <0.5 | <1
2-Methyl-4,6-Dinitrophenol | µg/l | 0.5 | No EQS | No EQS | 21 | <0.5 | 0.52381 | <1 | 0 | no | yes | N/A | N/A | N/A | N/A |  |  | <0.5 | <0.5 | <0.5 | <0.5 | <0.5 | <0.5 | <0.5 | <0.5 | <0.5 | <0.5 | <0.5 | <0.5 | <0.5 | <0.5 | <0.5 | <0.5 | <0.5 | <0.5 | <0.5 | <0.5 | <1
Azobenzene | µg/l | 0.5 | No EQS | No EQS | 21 | <0.5 | 0.5 | <0.5 | 1 | YES | yes | N/A | N/A | N/A | N/A |  |  | <0.5 | <0.5 | <0.5 | <0.5 | <0.5 | <0.5 | <0.5 | <0.5 | <0.5 | <0.5 | <0.5 | <0.5 | <0.5 | <0.5 | <0.5 | <0.5 | <0.5 | <0.5 | <0.5 | <0.5 | 0
4-Bromophenylphenyl Ether | µg/l | 0.5 | No EQS | No EQS | 21 | <0.5 | 0.5 | <0.5 | 1 | YES | yes | N/A | N/A | N/A | N/A |  |  | <0.5 | <0.5 | <0.5 | <0.5 | <0.5 | <0.5 | <0.5 | <0.5 | <0.5 | <0.5 | <0.5 | <0.5 | <0.5 | <0.5 | <0.5 | <0.5 | <0.5 | <0.5 | <0.5 | <0.5 | 0
Hexachlorobenzene | µg/l | 0.5 | No EQS | 0.05 | 21 | <0.5 | 0.5 | <0.5 | 1 | YES | yes | N/A | N/A | 0.05 | YES |  |  | <0.5 | <0.5 | <0.5 | <0.5 | <0.5 | <0.5 | <0.5 | <0.5 | <0.5 | <0.5 | <0.5 | <0.5 | <0.5 | <0.5 | <0.5 | <0.5 | <0.5 | <0.5 | <0.5 | <0.5 | 0
Pentachlorophenol | µg/l | 0.5 | 0.4 | 1 | 21 | <0.5 | 0.5 | <0.5 | 1 | YES | NO | 0.4 | YES | 1 | YES |  |  | <0.5 | <0.5 | <0.5 | <0.5 | <0.5 | <0.5 | <0.5 | <0.5 | <0.5 | <0.5 | <0.5 | <0.5 | <0.5 | <0.5 | <0.5 | <0.5 | <0.5 | <0.5 | <0.5 | <0.5 | 0
Phenanthrene | µg/l | 0.5 | No EQS | No EQS | 21 | <0.5 | 0.5 | <0.5 | 1 | YES | yes | N/A | N/A | N/A | N/A |  |  | <0.5 | <0.5 | <0.5 | <0.5 | <0.5 | <0.5 | <0.5 | <0.5 | <0.5 | <0.5 | <0.5 | <0.5 | <0.5 | <0.5 | <0.5 | <0.5 | <0.5 | <0.5 | <0.5 | <0.5 | 0
Anthracene | µg/l | 0.5 | 0.1 | 0.1 | 21 | <0.5 | 0.5 | <0.5 | 1 | YES | NO | 0.1 | YES | 0.1 | YES |  |  | <0.5 | <0.5 | <0.5 | <0.5 | <0.5 | <0.5 | <0.5 | <0.5 | <0.5 | <0.5 | <0.5 | <0.5 | <0.5 | <0.5 | <0.5 | <0.5 | <0.5 | <0.5 | <0.5 | <0.5 | 0
Carbazole | µg/l | 0.5 | No EQS | No EQS | 21 | <0.5 | 0.5 | <0.5 | 1 | YES | yes | N/A | N/A | N/A | N/A |  |  | <0.5 | <0.5 | <0.5 | <0.5 | <0.5 | <0.5 | <0.5 | <0.5 | <0.5 | <0.5 | <0.5 | <0.5 | <0.5 | <0.5 | <0.5 | <0.5 | <0.5 | <0.5 | <0.5 | <0.5 | 0
Di-N-Butyl Phthalate | µg/l | 0.5 | No EQS | No EQS | 21 | <0.5 | 0.5 | <0.5 | 1 | YES | yes | N/A | N/A | N/A | N/A |  |  | <0.5 | <0.5 | <0.5 | <0.5 | <0.5 | <0.5 | <0.5 | <0.5 | <0.5 | <0.5 | <0.5 | <0.5 | <0.5 | <0.5 | <0.5 | <0.5 | <0.5 | <0.5 | <0.5 | <0.5 | 0
Fluoranthene | µg/l | 0.5 | 0.0063 | 0.12 | 21 | <0.5 | 0.5 | <0.5 | 1 | YES | NO | 0.0063 | YES | 0.12 | no |  |  | <0.5 | <0.5 | <0.5 | <0.5 | <0.5 | <0.5 | <0.5 | <0.5 | <0.5 | <0.5 | <0.5 | <0.5 | <0.5 | <0.5 | <0.5 | <0.5 | <0.5 | <0.5 | <0.5 | <0.5 | 0
Pyrene | µg/l | 0.5 | No EQS | No EQS | 21 | <0.5 | 0.5 | <0.5 | 1 | YES | yes | N/A | N/A | N/A | N/A |  |  | <0.5 | <0.5 | <0.5 | <0.5 | <0.5 | <0.5 | <0.5 | <0.5 | <0.5 | <0.5 | <0.5 | <0.5 | <0.5 | <0.5 | <0.5 | <0.5 | <0.5 | <0.5 | <0.5 | <0.5 | 0
Butylbenzyl Phthalate | µg/l | 0.5 | 0.75 | 10 | 21 | <0.5 | 0.5 | <0.5 | 1 | YES | yes | 0.75 | no | 10 | no |  |  | <0.5 | <0.5 | <0.5 | <0.5 | <0.5 | <0.5 | <0.5 | <0.5 | <0.5 | <0.5 | <0.5 | <0.5 | <0.5 | <0.5 | <0.5 | <0.5 | <0.5 | <0.5 | <0.5 | <0.5 | 0
Benzo[a]anthracene | µg/l | 0.5 | No EQS | No EQS | 21 | <0.5 | 0.5 | <0.5 | 1 | YES | yes | N/A | N/A | N/A | N/A |  |  | <0.5 | <0.5 | <0.5 | <0.5 | <0.5 | <0.5 | <0.5 | <0.5 | <0.5 | <0.5 | <0.5 | <0.5 | <0.5 | <0.5 | <0.5 | <0.5 | <0.5 | <0.5 | <0.5 | <0.5 | 0
Chrysene | µg/l | 0.5 | No EQS | No EQS | 21 | <0.5 | 0.5 | <0.5 | 1 | YES | yes | N/A | N/A | N/A | N/A |  |  | <0.5 | <0.5 | <0.5 | <0.5 | <0.5 | <0.5 | <0.5 | <0.5 | <0.5 | <0.5 | <0.5 | <0.5 | <0.5 | <0.5 | <0.5 | <0.5 | <0.5 | <0.5 | <0.5 | <0.5 | 0
Bis(2-Ethylhexyl)Phthalate | µg/l | 0.5 | 1.3 | No EQS | 21 | <0.5 | 0.5 | <0.5 | 1 | YES | yes | 1.3 | no | N/A | N/A |  |  | <0.5 | <0.5 | <0.5 | <0.5 | <0.5 | <0.5 | <0.5 | <0.5 | <0.5 | <0.5 | <0.5 | <0.5 | <0.5 | <0.5 | <0.5 | <0.5 | <0.5 | <0.5 | <0.5 | <0.5 | 0
Di-N-Octyl Phthalate | µg/l | 0.5 | No EQS | No EQS | 21 | <0.5 | 0.5 | <0.5 | 1 | YES | yes | N/A | N/A | N/A | N/A |  |  | <0.5 | <0.5 | <0.5 | <0.5 | <0.5 | <0.5 | <0.5 | <0.5 | <0.5 | <0.5 | <0.5 | <0.5 | <0.5 | <0.5 | <0.5 | <0.5 | <0.5 | <0.5 | <0.5 | <0.5 | 0
Benzo[b]fluoranthene | µg/l | 0.5 | 0.00017 | 0.017 | 21 | <0.5 | 0.5 | <0.5 | 1 | YES | NO | 0.00017 | YES | 0.017 | YES |  |  | <0.5 | <0.5 | <0.5 | <0.5 | <0.5 | <0.5 | <0.5 | <0.5 | <0.5 | <0.5 | <0.5 | <0.5 | <0.5 | <0.5 | <0.5 | <0.5 | <0.5 | <0.5 | <0.5 | <0.5 | 0
Benzo[k]fluoranthene | µg/l | 0.5 | 0.00017 | 0.017 | 21 | <0.5 | 0.5 | <0.5 | 1 | YES | NO | 0.00017 | YES | 0.017 | YES |  |  | <0.5 | <0.5 | <0.5 | <0.5 | <0.5 | <0.5 | <0.5 | <0.5 | <0.5 | <0.5 | <0.5 | <0.5 | <0.5 | <0.5 | <0.5 | <0.5 | <0.5 | <0.5 | <0.5 | <0.5 | 0
Benzo[a]pyrene (BaP) | µg/l | 0.5 | 0.00017 | 0.027 | 21 | <0.5 | 0.5 | <0.5 | 1 | YES | NO | 0.00017 | YES | 0.027 | YES |  |  | <0.5 | <0.5 | <0.5 | <0.5 | <0.5 | <0.5 | <0.5 | <0.5 | <0.5 | <0.5 | <0.5 | <0.5 | <0.5 | <0.5 | <0.5 | <0.5 | <0.5 | <0.5 | <0.5 | <0.5 | 0
Indeno(1,2,3-c,d)Pyrene | µg/l | 0.5 | 0.00017 | No EQS | 21 | <0.5 | 0.5 | <0.5 | 1 | YES | NO | 0.00017 | YES | N/A | N/A |  |  | <0.5 | <0.5 | <0.5 | <0.5 | <0.5 | <0.5 | <0.5 | <0.5 | <0.5 | <0.5 | <0.5 | <0.5 | <0.5 | <0.5 | <0.5 | <0.5 | <0.5 | <0.5 | <0.5 | <0.5 | 0
Dibenz(a,h)Anthracene | µg/l | 0.5 | No EQS | No EQS | 21 | <0.5 | 0.5 | <0.5 | 1 | YES | yes | N/A | N/A | N/A | N/A |  |  | <0.5 | <0.5 | <0.5 | <0.5 | <0.5 | <0.5 | <0.5 | <0.5 | <0.5 | <0.5 | <0.5 | <0.5 | <0.5 | <0.5 | <0.5 | <0.5 | <0.5 | <0.5 | <0.5 | <0.5 | 0
Benzo[g,h,i]perylene | µg/l | 0.5 | 0.00017 | 0.00082 | 21 | <0.5 | 0.5 | <0.5 | 1 | YES | NO | 0.00017 | YES | 0.00082 | YES |  |  | <0.5 | <0.5 | <0.5 | <0.5 | <0.5 | <0.5 | <0.5 | <0.5 | <0.5 | <0.5 | <0.5 | <0.5 | <0.5 | <0.5 | <0.5 | <0.5 | <0.5 | <0.5 | <0.5 | <0.5 | 0
4-Nitrophenol | µg/l | 0.5 | No EQS | No EQS | 21 | <0.1 | 0.4365 | <0.5 | 2 | YES | yes | N/A | N/A | N/A | N/A |  |  | <0.5 | <0.5 | <0.5 | <0.5 | <0.1 | <0.1 | <0.1 | 0.43 | <0.5 | <0.5 | <0.5 | <0.5 | <0.5 | <0.5 | <0.5 | <0.5 | <0.5 | <0.5 | <0.5 | <0.5 | 0
Naphthalene | µg/l | 0.1 | 2 | 130 | 21 | <0.01 | 0.044286 | <0.1 | 0 | no | yes | 2 | no | 130 | no |  |  | <0.1 | <0.1 | <0.1 | <0.1 | <0.1 | <0.1 | <0.1 | <0.1 | <0.01 | <0.01 | <0.01 | <0.01 | <0.01 | <0.01 | <0.01 | <0.01 | <0.01 | <0.01 | <0.01 | <0.01 | <0.01
Acenaphthylene | µg/l | 0.1 | No EQS | No EQS | 21 | <0.01 | 0.044286 | <0.1 | 0 | no | yes | N/A | N/A | N/A | N/A |  |  | <0.1 | <0.1 | <0.1 | <0.1 | <0.1 | <0.1 | <0.1 | <0.1 | <0.01 | <0.01 | <0.01 | <0.01 | <0.01 | <0.01 | <0.01 | <0.01 | <0.01 | <0.01 | <0.01 | <0.01 | <0.01
Acenaphthene | µg/l | 0.1 | No EQS | No EQS | 21 | <0.01 | 0.044286 | <0.1 | 0 | no | yes | N/A | N/A | N/A | N/A |  |  | <0.1 | <0.1 | <0.1 | <0.1 | <0.1 | <0.1 | <0.1 | <0.1 | <0.01 | <0.01 | <0.01 | <0.01 | <0.01 | <0.01 | <0.01 | <0.01 | <0.01 | <0.01 | <0.01 | <0.01 | <0.01
Fluorene | µg/l | 0.1 | No EQS | No EQS | 21 | <0.01 | 0.044286 | <0.1 | 0 | no | yes | N/A | N/A | N/A | N/A |  |  | <0.1 | <0.1 | <0.1 | <0.1 | <0.1 | <0.1 | <0.1 | <0.1 | <0.01 | <0.01 | <0.01 | <0.01 | <0.01 | <0.01 | <0.01 | <0.01 | <0.01 | <0.01 | <0.01 | <0.01 | <0.01
Phenanthrene | µg/l | 0.1 | No EQS | No EQS | 21 | <0.01 | 0.069524 | 0.54 | 1 | YES | yes | N/A | N/A | N/A | N/A |  |  | <0.1 | <0.1 | <0.1 | <0.1 | <0.1 | <0.1 | <0.1 | <0.1 | <0.01 | <0.01 | <0.01 | <0.01 | <0.01 | <0.01 | <0.01 | <0.01 | 0.54 | <0.01 | <0.01 | <0.01 | <0.01
Anthracene | µg/l | 0.00001 - 0.0001 | 0.1 | 0.1 | 21 | <0.01 | 0.067619 | 0.5 | 1 | YES | NO | 0.1 | no | 0.1 | YES |  |  | <0.1 | <0.1 | <0.1 | <0.1 | <0.1 | <0.1 | <0.1 | <0.1 | <0.01 | <0.01 | <0.01 | <0.01 | <0.01 | <0.01 | <0.01 | <0.01 | 0.5 | <0.01 | <0.01 | <0.01 | <0.01
Fluoranthene | µg/l | 0.1 | 0.0063 | 0.12 | 21 | <0.01 | 0.087619 | 0.5 | 2 | YES | NO | 0.0063 | YES | 0.12 | YES |  |  | <0.1 | <0.1 | <0.1 | <0.1 | <0.1 | <0.1 | <0.1 | <0.1 | <0.01 | <0.01 | 0.43 | <0.01 | <0.01 | <0.01 | <0.01 | <0.01 | 0.5 | <0.01 | <0.01 | <0.01 | <0.01
Pyrene | µg/l | 0.1 | No EQS | No EQS | 21 | <0.01 | 0.12762 | 1.2 | 2 | YES | yes | N/A | N/A | N/A | N/A |  |  | <0.1 | <0.1 | <0.1 | <0.1 | <0.1 | <0.1 | <0.1 | <0.1 | <0.01 | <0.01 | 0.57 | <0.01 | <0.01 | <0.01 | <0.01 | <0.01 | 1.2 | <0.01 | <0.01 | <0.01 | <0.01
Benzo[a]anthracene | µg/l | 0.1 | No EQS | No EQS | 21 | <0.01 | 0.044286 | <0.1 | 0 | no | yes | N/A | N/A | N/A | N/A |  |  | <0.1 | <0.1 | <0.1 | <0.1 | <0.1 | <0.1 | <0.1 | <0.1 | <0.01 | <0.01 | <0.01 | <0.01 | <0.01 | <0.01 | <0.01 | <0.01 | <0.01 | <0.01 | <0.01 | <0.01 | <0.01
Chrysene | µg/l | 0.1 | No EQS | No EQS | 21 | <0.01 | 0.044286 | <0.1 | 0 | no | yes | N/A | N/A | N/A | N/A |  |  | <0.1 | <0.1 | <0.1 | <0.1 | <0.1 | <0.1 | <0.1 | <0.1 | <0.01 | <0.01 | <0.01 | <0.01 | <0.01 | <0.01 | <0.01 | <0.01 | <0.01 | <0.01 | <0.01 | <0.01 | <0.01
Benzo[b]fluoranthene | µg/l | 0.1 | No EQS | No EQS | 21 | <0.01 | 0.044286 | <0.1 | 0 | no | yes | N/A | N/A | N/A | N/A |  |  | <0.1 | <0.1 | <0.1 | <0.1 | <0.1 | <0.1 | <0.1 | <0.1 | <0.01 | <0.01 | <0.01 | <0.01 | <0.01 | <0.01 | <0.01 | <0.01 | <0.01 | <0.01 | <0.01 | <0.01 | <0.01
Benzo[k]fluoranthene | µg/l | 0.1 | No EQS | No EQS | 21 | <0.01 | 0.044286 | <0.1 | 0 | no | yes | N/A | N/A | N/A | N/A |  |  | <0.1 | <0.1 | <0.1 | <0.1 | <0.1 | <0.1 | <0.1 | <0.1 | <0.01 | <0.01 | <0.01 | <0.01 | <0.01 | <0.01 | <0.01 | <0.01 | <0.01 | <0.01 | <0.01 | <0.01 | <0.01
Benzo[a]pyrene | µg/l | 0.1 | No EQS | No EQS | 21 | <0.01 | 0.044286 | <0.1 | 0 | no | yes | N/A | N/A | N/A | N/A |  |  | <0.1 | <0.1 | <0.1 | <0.1 | <0.1 | <0.1 | <0.1 | <0.1 | <0.01 | <0.01 | <0.01 | <0.01 | <0.01 | <0.01 | <0.01 | <0.01 | <0.01 | <0.01 | <0.01 | <0.01 | <0.01
Indeno(1,2,3-c,d)Pyrene | µg/l | 0.1 | No EQS | No EQS | 21 | <0.01 | 0.044286 | <0.1 | 0 | no | yes | N/A | N/A | N/A | N/A |  |  | <0.1 | <0.1 | <0.1 | <0.1 | <0.1 | <0.1 | <0.1 | <0.1 | <0.01 | <0.01 | <0.01 | <0.01 | <0.01 | <0.01 | <0.01 | <0.01 | <0.01 | <0.01 | <0.01 | <0.01 | <0.01
Dibenz(a,h)Anthracene | µg/l | 0.1 | No EQS | No EQS | 21 | <0.01 | 0.044286 | <0.1 | 0 | no | yes | N/A | N/A | N/A | N/A |  |  | <0.1 | <0.1 | <0.1 | <0.1 | <0.1 | <0.1 | <0.1 | <0.1 | <0.01 | <0.01 | <0.01 | <0.01 | <0.01 | <0.01 | <0.01 | <0.01 | <0.01 | <0.01 | <0.01 | <0.01 | <0.01
Benzo[g,h,i]perylene | µg/l | 0.1 | No EQS | No EQS | 21 | <0.01 | 0.044286 | <0.1 | 0 | no | yes | N/A | N/A | N/A | N/A |  |  | <0.1 | <0.1 | <0.1 | <0.1 | <0.1 | <0.1 | <0.1 | <0.1 | <0.01 | <0.01 | <0.01 | <0.01 | <0.01 | <0.01 | <0.01 | <0.01 | <0.01 | <0.01 | <0.01 | <0.01 | <0.01
Total Of 16 PAH's | µg/l | 2 | No EQS | No EQS | 21 | <0.01 | 1.0338 | 2.7 | 2 | YES | yes | N/A | N/A | N/A | N/A |  |  | <2 | <2 | <2 | <2 | <2 | <2 | <2 | <2 | <0.2 | <0.2 | 1 | <0.2 | <0.2 | <0.2 | <0.2 | <0.2 | 2.7 | <0.2 | <0.2 | <0.2 | <0.01
PCB 28 | µg/l | 0.01 | No EQS | No EQS | 21 | <0.001 | 0.0095714 | <0.01 | 0 | no | yes | N/A | N/A | N/A | N/A |  |  | <0.01 | <0.01 | <0.01 | <0.01 | <0.01 | <0.01 | <0.01 | <0.01 | <0.01 | <0.01 | <0.01 | <0.01 | <0.01 | <0.01 | <0.01 | <0.01 | <0.01 | <0.01 | <0.01 | <0.01 | <0.001
PCB 81 | µg/l | 0.01 | No EQS | No EQS | 21 | <0.001 | 0.0095714 | <0.01 | 0 | no | yes | N/A | N/A | N/A | N/A |  |  | <0.01 | <0.01 | <0.01 | <0.01 | <0.01 | <0.01 | <0.01 | <0.01 | <0.01 | <0.01 | <0.01 | <0.01 | <0.01 | <0.01 | <0.01 | <0.01 | <0.01 | <0.01 | <0.01 | <0.01 | <0.001
PCB 52 | µg/l | 0.01 | No EQS | No EQS | 21 | <0.001 | 0.0095714 | <0.01 | 0 | no | yes | N/A | N/A | N/A | N/A |  |  | <0.01 | <0.01 | <0.01 | <0.01 | <0.01 | <0.01 | <0.01 | <0.01 | <0.01 | <0.01 | <0.01 | <0.01 | <0.01 | <0.01 | <0.01 | <0.01 | <0.01 | <0.01 | <0.01 | <0.01 | <0.001
PCB 77 | µg/l | 0.01 | No EQS | No EQS | 21 | <0.01 | 0.01 | <0.01 | 1 | YES | yes | N/A | N/A | N/A | N/A |  |  | <0.01 | <0.01 | <0.01 | <0.01 | <0.01 | <0.01 | <0.01 | <0.01 | <0.01 | <0.01 | <0.01 | <0.01 | <0.01 | <0.01 | <0.01 | <0.01 | <0.01 | <0.01 | <0.01 | <0.01 | 0
PCB 105 | µg/l | 0.01 | No EQS | No EQS | 21 | <0.001 | 0.0095714 | <0.01 | 0 | no | yes | N/A | N/A | N/A | N/A |  |  | <0.01 | <0.01 | <0.01 | <0.01 | <0.01 | <0.01 | <0.01 | <0.01 | <0.01 | <0.01 | <0.01 | <0.01 | <0.01 | <0.01 | <0.01 | <0.01 | <0.01 | <0.01 | <0.01 | <0.01 | <0.001
PCB 90+101 | µg/l | 0.01 | No EQS | No EQS | 21 | <0.001 | 0.0095714 | <0.01 | 0 | no | yes | N/A | N/A | N/A | N/A |  |  | <0.01 | <0.01 | <0.01 | <0.01 | <0.01 | <0.01 | <0.01 | <0.01 | <0.01 | <0.01 | <0.01 | <0.01 | <0.01 | <0.01 | <0.01 | <0.01 | <0.01 | <0.01 | <0.01 | <0.01 | <0.001
PCB 114 | µg/l | 0.01 | No EQS | No EQS | 21 | <0.001 | 0.0095714 | <0.01 | 0 | no | yes | N/A | N/A | N/A | N/A |  |  | <0.01 | <0.01 | <0.01 | <0.01 | <0.01 | <0.01 | <0.01 | <0.01 | <0.01 | <0.01 | <0.01 | <0.01 | <0.01 | <0.01 | <0.01 | <0.01 | <0.01 | <0.01 | <0.01 | <0.01 | <0.001
PCB 118 | µg/l | 0.01 | No EQS | No EQS | 21 | <0.001 | 0.0095714 | <0.01 | 0 | no | yes | N/A | N/A | N/A | N/A |  |  | <0.01 | <0.01 | <0.01 | <0.01 | <0.01 | <0.01 | <0.01 | <0.01 | <0.01 | <0.01 | <0.01 | <0.01 | <0.01 | <0.01 | <0.01 | <0.01 | <0.01 | <0.01 | <0.01 | <0.01 | <0.001
PCB 118 | µg/l | 0.01 | No EQS | No EQS | 21 | <0.001 | 0.0095714 | <0.01 | 0 | no | yes | N/A | N/A | N/A | N/A |  |  | <0.01 | <0.01 | <0.01 | <0.01 | <0.01 | <0.01 | <0.01 | <0.01 | <0.01 | <0.01 | <0.01 | <0.01 | <0.01 | <0.01 | <0.01 | <0.01 | <0.01 | <0.01 | <0.01 | <0.01 | <0.001
PCB 153 | µg/l | 0.01 | No EQS | No EQS | 21 | <0.001 | 0.0095714 | <0.01 | 0 | no | yes | N/A | N/A | N/A | N/A |  |  | <0.01 | <0.01 | <0.01 | <0.01 | <0.01 | <0.01 | <0.01 | <0.01 | <0.01 | <0.01 | <0.01 | <0.01 | <0.01 | <0.01 | <0.01 | <0.01 | <0.01 | <0.01 | <0.01 | <0.01 | <0.001
PCB 123 | µg/l | 0.01 | No EQS | No EQS | 21 | <0.001 | 0.0095714 | <0.01 | 0 | no | yes | N/A | N/A | N/A | N/A |  |  | <0.01 | <0.01 | <0.01 | <0.01 | <0.01 | <0.01 | <0.01 | <0.01 | <0.01 | <0.01 | <0.01 | <0.01 | <0.01 | <0.01 | <0.01 | <0.01 | <0.01 | <0.01 | <0.01 | <0.01 | <0.001
PCB 138 | µg/l | 0.01 | No EQS | No EQS | 21 | <0.001 | 0.0095714 | <0.01 | 0 | no | yes | N/A | N/A | N/A | N/A |  |  | <0.01 | <0.01 | <0.01 | <0.01 | <0.01 | <0.01 | <0.01 | <0.01 | <0.01 | <0.01 | <0.01 | <0.01 | <0.01 | <0.01 | <0.01 | <0.01 | <0.01 | <0.01 | <0.01 | <0.01 | <0.001
PCB 126 | µg/l | 0.01 | No EQS | No EQS | 21 | <0.001 | 0.0095714 | <0.01 | 0 | no | yes | N/A | N/A | N/A | N/A |  |  | <0.01 | <0.01 | <0.01 | <0.01 | <0.01 | <0.01 | <0.01 | <0.01 | <0.01 | <0.01 | <0.01 | <0.01 | <0.01 | <0.01 | <0.01 | <0.01 | <0.01 | <0.01 | <0.01 | <0.01 | <0.001
PCB 180 | µg/l | 0.01 | No EQS | No EQS | 21 | <0.001 | 0.0095714 | <0.01 | 0 | no | yes | N/A | N/A | N/A | N/A |  |  | <0.01 | <0.01 | <0.01 | <0.01 | <0.01 | <0.01 | <0.01 | <0.01 | <0.01 | <0.01 | <0.01 | <0.01 | <0.01 | <0.01 | <0.01 | <0.01 | <0.01 | <0.01 | <0.01 | <0.01 | <0.001
PCB 156 | µg/l | 0.01 | No EQS | No EQS | 21 | <0.001 | 0.0095714 | <0.01 | 0 | no | yes | N/A | N/A | N/A | N/A |  |  | <0.01 | <0.01 | <0.01 | <0.01 | <0.01 | <0.01 | <0.01 | <0.01 | <0.01 | <0.01 | <0.01 | <0.01 | <0.01 | <0.01 | <0.01 | <0.01 | <0.01 | <0.01 | <0.01 | <0.01 | <0.001
PCB 157 | µg/l | 0.01 | No EQS | No EQS | 21 | <0.001 | 0.0095714 | <0.01 | 0 | no | yes | N/A | N/A | N/A | N/A |  |  | <0.01 | <0.01 | <0.01 | <0.01 | <0.01 | <0.01 | <0.01 | <0.01 | <0.01 | <0.01 | <0.01 | <0.01 | <0.01 | <0.01 | <0.01 | <0.01 | <0.01 | <0.01 | <0.01 | <0.01 | <0.001
PCB 167 | µg/l | 0.01 | No EQS | No EQS | 21 | <0.001 | 0.0095714 | <0.01 | 0 | no | yes | N/A | N/A | N/A | N/A |  |  | <0.01 | <0.01 | <0.01 | <0.01 | <0.01 | <0.01 | <0.01 | <0.01 | <0.01 | <0.01 | <0.01 | <0.01 | <0.01 | <0.01 | <0.01 | <0.01 | <0.01 | <0.01 | <0.01 | <0.01 | <0.001
PCB 169 | µg/l | 0.01 | No EQS | No EQS | 21 | <0.001 | 0.0095714 | <0.01 | 0 | no | yes | N/A | N/A | N/A | N/A |  |  | <0.01 | <0.01 | <0.01 | <0.01 | <0.01 | <0.01 | <0.01 | <0.01 | <0.01 | <0.01 | <0.01 | <0.01 | <0.01 | <0.01 | <0.01 | <0.01 | <0.01 | <0.01 | <0.01 | <0.01 | <0.001
PCB 189 | µg/l | 0.01 | No EQS | No EQS | 21 | <0.001 | 0.0095714 | <0.01 | 0 | no | yes | N/A | N/A | N/A | N/A |  |  | <0.01 | <0.01 | <0.01 | <0.01 | <0.01 | <0.01 | <0.01 | <0.01 | <0.01 | <0.01 | <0.01 | <0.01 | <0.01 | <0.01 | <0.01 | <0.01 | <0.01 | <0.01 | <0.01 | <0.01 | <0.001
Total PCBs (12 Congeners) | µg/l | 0.01 | No EQS | No EQS | 21 | <0.002 | 0.009619 | <0.01 | 0 | no | yes | N/A | N/A | N/A | N/A |  |  | <0.01 | <0.01 | <0.01 | <0.01 | <0.01 | <0.01 | <0.01 | <0.01 | <0.01 | <0.01 | <0.01 | <0.01 | <0.01 | <0.01 | <0.01 | <0.01 | <0.01 | <0.01 | <0.01 | <0.01 | <0.002
Total PCBs (7 congeners) | µg/l | 0.01 | No EQS | No EQS | 21 | <0.002 | 0.009619 | <0.01 | 0 | no | yes | N/A | N/A | N/A | N/A |  |  | <0.01 | <0.01 | <0.01 | <0.01 | <0.01 | <0.01 | <0.01 | <0.01 | <0.01 | <0.01 | <0.01 | <0.01 | <0.01 | <0.01 | <0.01 | <0.01 | <0.01 | <0.01 | <0.01 | <0.01 | <0.002
Total Phenols | µg/l | 30 | No EQS | No EQS | 21 | <30 | 30 | <30 | 1 | YES | yes | N/A | N/A | N/A | N/A |  |  | <30 | <30 | <30 | <30 | <30 | <30 | <30 | <30 | <30 | <30 | <30 | <30 | <30 | <30 | <30 | <30 | <30 | <30 | <30 | <30 | 0
Xylenes (Total) | µg/l | 2 | 30 | No EQS | 21 | <0.2 | 1.2286 | <2 | 0 | no | yes | 30 | no | N/A | N/A |  |  | <2 | <2 | <2 | <2 | <2 | <2 | <2 | <2 | <2 | <2 | <2 | <0.2 | <0.2 | <0.2 | <0.2 | <0.2 | <0.2 | <0.2 | <0.2 | <0.2 | <2
AA EQS = Annual Average Environmental Quality Standard
MAC EQS = Maximum Allowable Concentration Environmental Quality Standard
LOD = Limit of detection
PAH = Polycyclic aromatic hydrocarbon

## Part B Sign Load Test mgl
H1 Screening: Significant Load Test
[8 empty] | Is the substancea Priority Hazardous Substance with a Significant Load limit? | Calculated annual load in groundwater discharge (kg/yr) (total discharge volume = 450.5m3) | Signficant load limit
Constituents | Unit | Limit of Detection | Number of Samples | Minimum Value | Mean Value (< treated as detection at LOD) | Maximum Value | count of detections |  |  |  | Location
[11 empty] | Sample ID |  | GW12 | DCBH2019_3 | DCBH2019_4 | DCBH2019_5 | PZ13 | PZ13 | GW12 | PZ13 | DCBH2019_3 | GW10 | PZ5 | GW12 | DCBH2019_3 | GW12 | PZ13 | DCBH2019_3 | DCBH2019_5 | PZ13 | DCBH2019_3 | DCBH2019_5 | DBH2009_20
[11 empty] | Depth |  | 9m | 4m | 10m | 5m | 9m | 9m | 8m | 9m | 4m | 4m | 15m | 8m | 4m | 8m | 15.00m | 4.00m | 7.00m | 10m | 4m | 7m | 0.79m
[11 empty] | Date |  | 2023-08-23 | 2023-09-21 | 2023-09-20 | 2023-09-20 | 2024-01-24 | 2024-01-24 | 2024-01-24 | 2023-10-12 | 2021-11-17 | 2021-11-17 | 2021-11-17 | 2021-12-08 | 2022-06-16 | 2020-11-19 | 2020-11-19 | 2021-11-17 | 2021-11-17 | 2021-12-08 | 2022-06-16 | 2022-06-29 | 2020-03-18
[11 empty] | Strata |  | Made Ground / Alluvium | Alluvium / Peat | Alluvium / Peat | Alluvium / Peat | Crag Group | Crag Group | Made Ground / Alluvium | Crag Group | Peat/Alluvium | Made Ground | Crag | Made Ground/ Beach Deposits | Peat/Alluvium | Made Ground/ Beach Deposits | Crag Group | Peat/Alluvium | Alluvium / Peat | Crag Group | Alluvium / Peat | Alluvium / Peat
Zone
Chloride | mg/l | 1 | 21 | 53 | 901.0476 | 10300 | 21 | No | 405.922 |  |  |  | 120 | 210 | 950 | 860 | 62 | 53 | 150 | 65 | 1400 | 140 | 220 | 130 | 400 | 130 | 77 | 1400 | 1200 | 65 | 400 | 590 | 10300
Ammonium | mg/l | 0.05 | 21 | 0.13 | 5.257 | 20 | 21 | No | 2.3683 |  |  |  | 3.8 | 3.7 | 7.5 | 8.3 | 2 | 1.7 | 2.7 | 0.13 | 20 | 0.74 | 10 | 2 | 3.4 | 3.6 | 0.44 | 20 | 14 | 0.44 | 3.4 | 1.1 | 1.446
Ammoniacal Nitrogen | mg/l | 0.05 | 21 | 0.1 | 4.3376 | 16 | 21 | No | 1.9541 |  |  |  | 3 | 3.1 | 5.9 | 7.2 | 1.7 | 1.5 | 2.3 | 0.1 | 16 | 0.64 | 8.6 | 1.8 | 2.7 | 3.1 | 0.38 | 16 | 12 | 0.39 | 2.7 | 0.86 | 1.12
Nitrite | mg/l | 0.02 | 21 | <0.02 | 0.037333 | 0.19 | 6 | No | 0.016819 |  |  |  | <0.02 | <0.02 | <0.02 | <0.02 | 0.03 | 0.038 | 0.084 | <0.02 | <0.02 | <0.02 | <0.02 | <0.02 | 0.031 | <0.02 | <0.02 | <0.02 | <0.02 | <0.02 | 0.031 | 0.19 | <0.1
Nitrate | mg/l | 0.5 | 21 | <0.1 | 1.0633 | 7 | 10 | No | 0.47903 |  |  |  | 7 | 0.61 | <0.5 | 0.78 | <0.5 | <0.5 | <0.5 | 4.8 | 0.65 | <0.5 | <0.5 | <0.5 | 0.77 | <0.5 | <0.5 | 0.65 | <0.5 | 0.5 | 0.77 | 0.7 | <0.1
Phosphate | mg/l | 0.2 | 21 | <0.02 | 0.36286 | 3.8 | 1 | No | 0.16347 |  |  |  | 3.8 | <0.2 | <0.2 | <0.2 | <0.2 | <0.2 | <0.2 | <0.2 | <0.2 | <0.2 | <0.2 | <0.2 | <0.2 | <0.2 | <0.2 | <0.2 | <0.2 | <0.2 | <0.2 | <0.2 | <0.02
Phosphorus | mg/l | 0.02 | 21 | <0.02 | 1.0296 | <20 | 7 | No | 0.46384 |  |  |  | 1.2 | 0.021 | 0.021 | 0.021 | <0.02 | 0.023 | 0.021 | 0.055 | <0.02 | <0.02 | <0.02 | <0.02 | <0.02 | <0.02 | <0.02 | <0.02 | <0.02 | <0.02 | <0.02 | <0.02 | <20
Sulphate | mg/l | 1 | 21 | <1 | 83.5667 | 1410 | 14 | No | 37.6468 |  |  |  | 5 | <1 | 4.8 | <1 | 37 | 36 | 44 | 14 | <1 | 110 | 2.9 | 21 | <1 | 2.5 | 31 | <1 | <1 | 27 | <1 | 2.7 | 1410
Total Oxidised Nitrogen | mg/l | 0.2 | 21 | <0.1 | 0.30571 | 1.6 | 3 | No | 0.13772 |  |  |  | 1.6 | <0.2 | <0.2 | <0.2 | <0.2 | <0.2 | <0.2 | 1.1 | <0.2 | <0.2 | <0.2 | <0.2 | <0.2 | <0.2 | <0.2 | <0.2 | <0.2 | <0.2 | <0.2 | 0.22 | <0.1
Cyanide (Free) | mg/l | 0.005 | 21 | <0.005 | 0.005 | <0.005 | 0 | No | 0.0022525 |  |  |  | <0.005 | <0.005 | <0.005 | <0.005 | <0.005 | <0.005 | <0.005 | <0.005 | <0.005 | <0.005 | <0.005 | <0.005 | <0.005 | <0.005 | <0.005 | <0.005 | <0.005 | <0.005 | <0.005 | <0.005 | <0.005
Calcium | mg/l | 2 | 21 | 44 | 139 | 531 | 21 | No | 62.6195 |  |  |  | 78 | 92 | 100 | 100 | 110 | 120 | 100 | 44 | 150 | 190 | 93 | 99 | 120 | 72 | 110 | 150 | 130 | 120 | 120 | 290 | 531
Potassium | mg/l | 0.5 | 21 | 3.3 | 21.0524 | 154 | 21 | No | 9.4841 |  |  |  | 17 | 8.5 | 35 | 11 | 4.6 | 4.5 | 20 | 3.3 | 34 | 11 | 10 | 17 | 12 | 15 | 7.5 | 34 | 20 | 4.7 | 12 | 7 | 154
Magnesium | mg/l | 0.2 | 21 | 2.2 | 67.3619 | 779 | 21 | No | 30.3465 |  |  |  | 16 | 27 | 64 | 50 | 12 | 12 | 19 | 2.2 | 89 | 12 | 9.4 | 21 | 39 | 15 | 16 | 89 | 64 | 15 | 39 | 25 | 779
Sodium | mg/l | 1.5 | 21 | 34 | 544.9048 | 6600 | 21 | No | 245.4796 |  |  |  | 79 | 120 | 540 | 460 | 68 | 65 | 89 | 34 | 870 | 54 | 100 | 84 | 210 | 60 | 42 | 870 | 600 | 68 | 210 | 220 | 6600
Arsenic (Dissolved) | mg/l | 0.0002 | 21 | 0.0005 | 0.0034743 | 0.012 | 20 | No | 0.0015652 |  |  |  | 0.0019 | 0.0019 | 0.0032 | 0.0037 | 0.0031 | 0.0013 | 0.00096 | 0.0012 | 0.012 | 0.0024 | 0.0005 | 0.0013 | 0.0037 | 0.0043 | 0.0055 | 0.012 | 0.0038 | 0.0043 | 0.0037 | 0.0012 | <0.001
Boron | mg/l | 0.01 | 21 | 0.03 | 0.23686 | 1.39 | 21 | No | 0.1067 |  |  |  | 0.16 | 0.1 | 0.64 | 0.34 | 0.082 | 0.084 | 0.17 | 0.03 | 0.31 | 0.11 | 0.046 | 0.22 | 0.14 | 0.12 | 0.055 | 0.31 | 0.37 | 0.087 | 0.14 | 0.07 | 1.39
Cadmium (Dissolved) | mg/l | 0.00011 | 21 | <0.00008 | 0.00011143 | <0.0002 | 2 | YES | 5.0199e-05 | 5 |  |  | <0.00011 | <0.00011 | <0.00011 | <0.00011 | <0.00011 | <0.00011 | <0.00011 | <0.00011 | 0.00011 | <0.00011 | <0.00011 | <0.00011 | <0.00011 | <0.00008 | <0.00008 | 0.00011 | <0.00011 | <0.00011 | <0.00011 | <0.00011 | <0.0002
Chromium (Dissolved) | mg/l | 0.0005 | 21 | <0.0005 | 0.00094286 | 0.003 | 6 | No | 0.00042476 |  |  |  | <0.0005 | <0.0005 | 0.0017 | 0.0018 | <0.0005 | <0.0005 | <0.0005 | 0.0012 | <0.0005 | <0.0005 | <0.0005 | <0.0005 | <0.0005 | 0.0025 | 0.0021 | <0.0005 | <0.0005 | <0.0005 | <0.0005 | <0.0005 | 0.003
Copper (Dissolved) | mg/l | 0.0005 | 21 | <0.0005 | 0.0012305 | 0.008 | 6 | No | 0.00055433 |  |  |  | 0.00054 | <0.0005 | <0.0005 | <0.0005 | <0.0005 | <0.0005 | <0.0005 | 0.0044 | 0.0016 | 0.0012 | <0.0005 | <0.0005 | <0.0005 | <0.001 | <0.001 | 0.0016 | <0.0005 | <0.0005 | <0.0005 | <0.0005 | 0.008
Iron (Dissolved) | mg/l | 0.005 | 21 | <0.005 | 3.785 | 26 | 15 | No | 1.7051 |  |  |  | <0.005 | <0.005 | 0.015 | 0.039 | 0.0079 | <0.005 | 0.062 | 0.015 | 26 | 0.14 | <0.005 | <0.005 | 0.013 | 5 | 0.25 | 26 | 6.9 | <0.005 | 0.013 | 1.2 | 13.8
Manganese (Dissolved) | mg/l | 0.0005 | 21 | 0.012 | 1.3676 | 4.3 | 21 | No | 0.61609 |  |  |  | 1.8 | 2 | 1.2 | 1.2 | 0.012 | 0.04 | 2.4 | 0.025 | 4.3 | 0.4 | 0.15 | 2.4 | 2.6 | 0.14 | 0.049 | 4.3 | 1.4 | 0.052 | 2.6 | 1.2 | 0.451
Nickel (Dissolved) | mg/l | 0.0005 | 21 | <0.0005 | 0.0012281 | 0.0035 | 15 | No | 0.00055326 |  |  |  | <0.0005 | 0.00063 | 0.00089 | 0.0018 | 0.0032 | 0.0035 | <0.0005 | 0.0011 | 0.001 | 0.0027 | 0.00051 | <0.0005 | 0.00053 | <0.001 | 0.0016 | 0.001 | 0.0011 | 0.0017 | 0.00053 | <0.0005 | <0.001
Lead (Dissolved) | mg/l | 0.0005 | 21 | <0.0005 | 0.00057429 | <0.001 | 2 | No | 0.00025872 |  |  |  | <0.0005 | <0.0005 | <0.0005 | <0.0005 | <0.0005 | <0.0005 | <0.0005 | <0.0005 | 0.00053 | <0.0005 | <0.0005 | <0.0005 | <0.0005 | <0.001 | <0.001 | 0.00053 | <0.0005 | <0.0005 | <0.0005 | <0.0005 | <0.001
Zinc (Dissolved) | mg/l | 0.0025 | 21 | <0.001 | 0.0097524 | 0.107 | 12 | No | 0.0043934 |  |  |  | 0.0034 | 0.01 | 0.0076 | 0.013 | <0.0025 | 0.0029 | <0.0025 | 0.023 | <0.0025 | 0.0042 | <0.0025 | <0.0025 | 0.004 | <0.001 | 0.002 | <0.0025 | 0.0027 | <0.0025 | 0.004 | <0.0025 | 0.107
Mercury | mg/l | 1e-05 | 21 | <0.00001 | 1.1905e-05 | <0.00005 | 0 | YES | 5.3631e-06 | 5 |  |  | <0.00001 | <0.00001 | <0.00001 | <0.00001 | <0.00001 | <0.00001 | <0.00001 | <0.00001 | <0.00001 | <0.00001 | <0.00001 | <0.00001 | <0.00001 | <0.00001 | <0.00001 | <0.00001 | <0.00001 | <0.00001 | <0.00001 | <0.00001 | <0.00005
Chromium (Hexavalent) | mg/l | 0.02 | 21 | <0.0001 | 0.011864 | <0.02 | 1 | No | 0.0053449 |  |  |  | <0.02 | <0.02 | <0.02 | <0.02 | <0.02 | <0.02 | <0.02 | <0.02 |  |  |  | <0.001 |  | <0.0001 | 0.002 |  |  | <0.001 | <0.001 | <0.001
Chromium III | mg/l | 0.001 | 21 | <0.0001 | 0.0046644 | <0.02 | 4 | No | 0.0021013 |  |  |  | <0.001 | <0.001 | 0.002 | 0.002 | <0.001 | <0.001 | <0.001 | <0.001 |  |  | <0.02 |  | <0.001 | 0.003 | <0.0001 | <0.0001 | 0.00043 | <0.02 |  | <0.02
Total Organic Carbon | mg/l | 2 | 21 | <2 | 17.1429 | 97 | 11 | No | 7.7229 |  |  |  | 9.1 | 8.3 | 13 | 32 | 3.6 | 3.5 | 11 | 6.5 |  |  | <2 | <2 | <2 |  | 97 | 30 | 20
Aliphatic TPH >C5-C6 | mg/l | 0.0001 | 21 | <0.0001 | 0.00016429 | <0.001 | 0 | No | 7.4011e-05 |  |  |  | <0.0001 | <0.0001 | <0.0001 | <0.0001 | <0.0001 | <0.0001 | <0.0001 | <0.0001 |  |  |  | <0.0001 | <0.0001 |  |  |  |  | <0.0001 | <0.0001 | <0.0001 | <0.001
Aliphatic TPH >C6-C8 | mg/l | 0.0001 | 21 | <0.0001 | 0.00016429 | <0.001 | 0 | No | 7.4011e-05 |  |  |  | <0.0001 | <0.0001 | <0.0001 | <0.0001 | <0.0001 | <0.0001 | <0.0001 | <0.0001 |  |  |  | <0.0001 | <0.0001 |  |  |  |  | <0.0001 | <0.0001 | <0.0001 | <0.001
Aliphatic TPH >C8-C10 | mg/l | 0.0001 | 21 | <0.0001 | 0.00045 | <0.005 | 0 | No | 0.00020272 |  |  |  | <0.0001 | <0.0001 | <0.0001 | <0.0001 | <0.0001 | <0.0001 | <0.0001 | <0.0001 |  |  |  | <0.0001 | <0.0001 |  |  |  |  | <0.0001 | <0.0001 | <0.0001 | <0.005
Aliphatic TPH >C10-C12 | mg/l | 0.0001 | 21 | <0.0001 | 0.00045 | <0.005 | 0 | No | 0.00020272 |  |  |  | <0.0001 | <0.0001 | <0.0001 | <0.0001 | <0.0001 | <0.0001 | <0.0001 | <0.0001 |  |  |  | <0.0001 | <0.0001 |  |  |  |  | <0.0001 | <0.0001 | <0.0001 | <0.005
Aliphatic TPH >C12-C16 | mg/l | 0.0001 | 21 | <0.0001 | 0.00045 | <0.005 | 0 | No | 0.00020272 |  |  |  | <0.0001 | <0.0001 | <0.0001 | <0.0001 | <0.0001 | <0.0001 | <0.0001 | <0.0001 |  |  |  | <0.0001 | <0.0001 |  |  |  |  | <0.0001 | <0.0001 | <0.0001 | <0.005
Aliphatic TPH >C16-C21 | mg/l | 0.0001 | 21 | <0.0001 | 0.00045 | <0.005 | 0 | No | 0.00020272 |  |  |  | <0.0001 | <0.0001 | <0.0001 | <0.0001 | <0.0001 | <0.0001 | <0.0001 | <0.0001 |  |  |  | <0.0001 | <0.0001 |  |  |  |  | <0.0001 | <0.0001 | <0.0001 | <0.005
Aliphatic TPH >C21-C35 | mg/l | 0.0001 | 21 | <0.0001 | 0.00045 | <0.005 | 0 | No | 0.00020272 |  |  |  | <0.0001 | <0.0001 | <0.0001 | <0.0001 | <0.0001 | <0.0001 | <0.0001 | <0.0001 |  |  |  | <0.0001 | <0.0001 |  |  |  |  | <0.0001 | <0.0001 | <0.0001 | <0.005
Aliphatic TPH >C35-C44 | mg/l | 0.0001 | 21 | <0.0001 | 0.0001 | <0.0001 | 0 | No | 4.505e-05 |  |  |  | <0.0001 | <0.0001 | <0.0001 | <0.0001 | <0.0001 | <0.0001 | <0.0001 | <0.0001 |  |  |  | <0.0001 | <0.0001 |  |  |  |  | <0.0001 | <0.0001 | <0.0001
Total Aliphatic Hydrocarbons | mg/l | 0.005 | 21 | <0.005 | 0.005 | <0.005 | 0 | No | 0.0022525 |  |  |  | <0.005 | <0.005 | <0.005 | <0.005 | <0.005 | <0.005 | <0.005 | <0.005 |  |  |  | <0.005 | <0.005 |  |  |  |  | <0.005 | <0.005 | <0.005 | <0.005
Aromatic TPH >C5-C7 | mg/l | 0.0001 | 21 | <0.0001 | 0.00016429 | <0.001 | 0 | No | 7.4011e-05 |  |  |  | <0.0001 | <0.0001 | <0.0001 | <0.0001 | <0.0001 | <0.0001 | <0.0001 | <0.0001 |  |  |  | <0.0001 | <0.0001 |  |  |  |  | <0.0001 | <0.0001 | <0.0001 | <0.001
Aromatic TPH >C7-C8 | mg/l | 0.0001 | 21 | <0.0001 | 0.00016429 | <0.001 | 0 | No | 7.4011e-05 |  |  |  | <0.0001 | <0.0001 | <0.0001 | <0.0001 | <0.0001 | <0.0001 | <0.0001 | <0.0001 |  |  |  | <0.0001 | <0.0001 |  |  |  |  | <0.0001 | <0.0001 | <0.0001 | <0.001
Aromatic TPH >C8-C10 | mg/l | 0.0001 | 21 | <0.0001 | 0.00045 | <0.005 | 0 | No | 0.00020272 |  |  |  | <0.0001 | <0.0001 | <0.0001 | <0.0001 | <0.0001 | <0.0001 | <0.0001 | <0.0001 |  |  |  | <0.0001 | <0.0001 |  |  |  |  | <0.0001 | <0.0001 | <0.0001 | <0.005
Aromatic TPH >C10-C12 | mg/l | 0.0001 | 21 | <0.0001 | 0.00045 | <0.005 | 0 | No | 0.00020272 |  |  |  | <0.0001 | <0.0001 | <0.0001 | <0.0001 | <0.0001 | <0.0001 | <0.0001 | <0.0001 |  |  |  | <0.0001 | <0.0001 |  |  |  |  | <0.0001 | <0.0001 | <0.0001 | <0.005
Aromatic TPH >C12-C16 | mg/l | 0.0001 | 21 | <0.0001 | 0.00045 | <0.005 | 0 | No | 0.00020272 |  |  |  | <0.0001 | <0.0001 | <0.0001 | <0.0001 | <0.0001 | <0.0001 | <0.0001 | <0.0001 |  |  |  | <0.0001 | <0.0001 |  |  |  |  | <0.0001 | <0.0001 | <0.0001 | <0.005
Aromatic TPH >C16-C21 | mg/l | 0.0001 | 21 | <0.0001 | 0.00045 | <0.005 | 0 | No | 0.00020272 |  |  |  | <0.0001 | <0.0001 | <0.0001 | <0.0001 | <0.0001 | <0.0001 | <0.0001 | <0.0001 |  |  |  | <0.0001 | <0.0001 |  |  |  |  | <0.0001 | <0.0001 | <0.0001 | <0.005
Aromatic TPH >C21-C35 | mg/l | 0.0001 | 21 | <0.0001 | 0.00080714 | <0.01 | 0 | No | 0.00036362 |  |  |  | <0.0001 | <0.0001 | <0.0001 | <0.0001 | <0.0001 | <0.0001 | <0.0001 | <0.0001 |  |  |  | <0.0001 | <0.0001 |  |  |  |  | <0.0001 | <0.0001 | <0.0001 | <0.01
Aromatic TPH >C35-C44 | mg/l | 0.0001 | 21 | <0.0001 | 0.0001 | <0.0001 | 0 | No | 4.505e-05 |  |  |  | <0.0001 | <0.0001 | <0.0001 | <0.0001 | <0.0001 | <0.0001 | <0.0001 | <0.0001 |  |  |  | <0.0001 | <0.0001 |  |  |  |  | <0.0001 | <0.0001 | <0.0001
Total Aromatic Hydrocarbons | mg/l | 0.005 | 21 | <0.005 | 0.0053571 | <0.01 | 0 | No | 0.0024134 |  |  |  | <0.005 | <0.005 | <0.005 | <0.005 | <0.005 | <0.005 | <0.005 | <0.005 |  |  |  | <0.005 | <0.005 |  |  |  |  | <0.005 | <0.005 | <0.005 | <0.01
Total Petroleum Hydrocarbons | mg/l | 0.01 | 21 | <0.01 | 0.01 | <0.01 | 0 | No | 0.004505 |  |  |  | <0.01 | <0.01 | <0.01 | <0.01 | <0.01 | <0.01 | <0.01 | <0.01 |  |  |  | <0.01 | <0.01 |  |  |  |  | <0.01 | <0.01 | <0.01 | <0.01
Dichlorodifluoromethane | mg/l | 0.001 | 21 | <0.0001 | 0.00064 | <0.001 | 0 | No | 0.00028832 |  |  |  | <0.001 | <0.001 | <0.001 | <0.001 | <0.001 | <0.001 | <0.001 | <0.001 | [6 empty] | <0.0001 | <0.0001 | <0.0001 | <0.0001 | <0.0001 | <0.0001 | <0.001
Chloromethane | mg/l | 0.001 | 21 | <0.0001 | 0.0016 | <0.01 | 0 | No | 0.0007208 |  |  |  | <0.001 | <0.001 | <0.001 | <0.001 | <0.001 | <0.001 | <0.001 | <0.001 | <0.002 | <0.002 | <0.002 | <0.002 | <0.002 | <0.005 | <0.0001 | <0.0001 | <0.0001 | <0.0001 | <0.0001 | <0.0001 | <0.01
Vinyl Chloride | mg/l | 0.001 | 21 | <0.0001 | 0.0006 | <0.002 | 0 | No | 0.0002703 |  |  |  | <0.001 | <0.001 | <0.001 | <0.001 | <0.001 | <0.001 | <0.001 | <0.001 | <0.0002 | <0.0002 | <0.0002 | <0.0002 | <0.0002 | <0.002 | <0.0001 | <0.0001 | <0.0001 | <0.0001 | <0.0001 | <0.0001 | <0.001
Bromomethane | mg/l | 0.005 | 21 | <0.0001 | 0.0025952 | <0.005 | 0 | No | 0.0011692 |  |  |  | <0.005 | <0.005 | <0.005 | <0.005 | <0.005 | <0.005 | <0.005 | <0.005 | <0.0001 | <0.0001 | <0.0001 | <0.0001 | <0.0001 | <0.001 | <0.002 | <0.002 | <0.002 | <0.002 | <0.002 | <0.002 | <0.001
Chloroethane | mg/l | 0.002 | 21 | <0.0001 | 0.0009381 | <0.002 | 0 | No | 0.00042261 |  |  |  | <0.002 | <0.002 | <0.002 | <0.002 | <0.002 | <0.002 | <0.002 | <0.002 | <0.0001 | <0.0001 | <0.0001 | <0.0001 | <0.0001 | <0.001 | <0.0002 | <0.0002 | <0.0002 | <0.0002 | <0.0002 | <0.0002 | <0.001
Trichlorofluoromethane | mg/l | 0.001 | 21 | <0.0001 | 0.00052857 | <0.001 | 0 | No | 0.00023812 |  |  |  | <0.001 | <0.001 | <0.001 | <0.001 | <0.001 | <0.001 | <0.001 | <0.001 | <0.0001 | <0.0001 | <0.0001 | <0.0001 | <0.0001 | <0.001 | <0.0001 | <0.0001 | <0.0001 | <0.0001 | <0.0001 | <0.0001 | <0.001
1,1-Dichloroethene | mg/l | 0.001 | 21 | <0.0001 | 0.00052857 | <0.001 | 0 | No | 0.00023812 |  |  |  | <0.001 | <0.001 | <0.001 | <0.001 | <0.001 | <0.001 | <0.001 | <0.001 | <0.0001 | <0.0001 | <0.0001 | <0.0001 | <0.0001 | <0.001 | <0.0001 | <0.0001 | <0.0001 | <0.0001 | <0.0001 | <0.0001 | <0.001
Trans 1,2-Dichloroethene | mg/l | 0.001 | 21 | <0.0001 | 0.00052857 | <0.001 | 0 | No | 0.00023812 |  |  |  | <0.001 | <0.001 | <0.001 | <0.001 | <0.001 | <0.001 | <0.001 | <0.001 | <0.0001 | <0.0001 | <0.0001 | <0.0001 | <0.0001 | <0.001 | <0.0001 | <0.0001 | <0.0001 | <0.0001 | <0.0001 | <0.0001 | <0.001
1,1-Dichloroethane | mg/l | 0.001 | 21 | <0.0001 | 0.00052857 | <0.001 | 0 | No | 0.00023812 |  |  |  | <0.001 | <0.001 | <0.001 | <0.001 | <0.001 | <0.001 | <0.001 | <0.001 | <0.0001 | <0.0001 | <0.0001 | <0.0001 | <0.0001 | <0.001 | <0.0001 | <0.0001 | <0.0001 | <0.0001 | <0.0001 | <0.0001 | <0.001
cis 1,2-Dichloroethene | mg/l | 0.001 | 21 | <0.0001 | 0.00052857 | <0.001 | 0 | No | 0.00023812 |  |  |  | <0.001 | <0.001 | <0.001 | <0.001 | <0.001 | <0.001 | <0.001 | <0.001 | <0.0001 | <0.0001 | <0.0001 | <0.0001 | <0.0001 | <0.001 | <0.0001 | <0.0001 | <0.0001 | <0.0001 | <0.0001 | <0.0001 | <0.001
Bromochloromethane | mg/l | 0.005 | 21 | <0.0005 | 0.0024524 | <0.005 | 0 | No | 0.0011048 |  |  |  | <0.005 | <0.005 | <0.005 | <0.005 | <0.005 | <0.005 | <0.005 | <0.005 | <0.0005 | <0.0005 | <0.0005 | <0.0005 | <0.0005 | <0.005 | <0.0005 | <0.0005 | <0.0005 | <0.0005 | <0.0005 | <0.0005 | <0.001
Trichloromethane | mg/l | 0.001 | 21 | <0.0001 | 0.00052857 | <0.001 | 0 | No | 0.00023812 |  |  |  | <0.001 | <0.001 | <0.001 | <0.001 | <0.001 | <0.001 | <0.001 | <0.001 | <0.0001 | <0.0001 | <0.0001 | <0.0001 | <0.0001 | <0.001 | <0.0001 | <0.0001 | <0.0001 | <0.0001 | <0.0001 | <0.0001 | <0.001
1,1,1-Trichloroethane | mg/l | 0.001 | 21 | <0.0001 | 0.00052857 | <0.001 | 0 | No | 0.00023812 |  |  |  | <0.001 | <0.001 | <0.001 | <0.001 | <0.001 | <0.001 | <0.001 | <0.001 | <0.0001 | <0.0001 | <0.0001 | <0.0001 | <0.0001 | <0.001 | <0.0001 | <0.0001 | <0.0001 | <0.0001 | <0.0001 | <0.0001 | <0.001
Tetrachloromethane | mg/l | 0.001 | 21 | <0.0001 | 0.00052857 | <0.001 | 0 | No | 0.00023812 |  |  |  | <0.001 | <0.001 | <0.001 | <0.001 | <0.001 | <0.001 | <0.001 | <0.001 | <0.0001 | <0.0001 | <0.0001 | <0.0001 | <0.0001 | <0.001 | <0.0001 | <0.0001 | <0.0001 | <0.0001 | <0.0001 | <0.0001 | <0.001
1,1-Dichloropropene | mg/l | 0.001 | 21 | <0.0001 | 0.00052857 | <0.001 | 0 | No | 0.00023812 |  |  |  | <0.001 | <0.001 | <0.001 | <0.001 | <0.001 | <0.001 | <0.001 | <0.001 | <0.0001 | <0.0001 | <0.0001 | <0.0001 | <0.0001 | <0.001 | <0.0001 | <0.0001 | <0.0001 | <0.0001 | <0.0001 | <0.0001 | <0.001
Benzene | mg/l | 0.001 | 21 | <0.0001 | 0.00052857 | <0.001 | 0 | No | 0.00023812 |  |  |  | <0.001 | <0.001 | <0.001 | <0.001 | <0.001 | <0.001 | <0.001 | <0.001 | <0.0001 | <0.0001 | <0.0001 | <0.0001 | <0.0001 | <0.001 | <0.0001 | <0.0001 | <0.0001 | <0.0001 | <0.0001 | <0.0001 | <0.001
1,2-Dichloroethane | mg/l | 0.002 | 21 | <0.0002 | 0.0010095 | <0.002 | 0 | No | 0.00045479 |  |  |  | <0.002 | <0.002 | <0.002 | <0.002 | <0.002 | <0.002 | <0.002 | <0.002 | <0.0002 | <0.0002 | <0.0002 | <0.0002 | <0.0002 | <0.002 | <0.0002 | <0.0002 | <0.0002 | <0.0002 | <0.0002 | <0.0002 | <0.001
Trichloroethene | mg/l | 0.001 | 21 | <0.0001 | 0.00052857 | <0.001 | 0 | No | 0.00023812 |  |  |  | <0.001 | <0.001 | <0.001 | <0.001 | <0.001 | <0.001 | <0.001 | <0.001 | <0.0001 | <0.0001 | <0.0001 | <0.0001 | <0.0001 | <0.001 | <0.0001 | <0.0001 | <0.0001 | <0.0001 | <0.0001 | <0.0001 | <0.001
1,2-Dichloropropane | mg/l | 0.001 | 21 | <0.0001 | 0.00052857 | <0.001 | 0 | No | 0.00023812 |  |  |  | <0.001 | <0.001 | <0.001 | <0.001 | <0.001 | <0.001 | <0.001 | <0.001 | <0.0001 | <0.0001 | <0.0001 | <0.0001 | <0.0001 | <0.001 | <0.0001 | <0.0001 | <0.0001 | <0.0001 | <0.0001 | <0.0001 | <0.001
Dibromomethane | mg/l | 0.01 | 21 | <0.0001 | 0.0043857 | <0.01 | 0 | No | 0.0019758 |  |  |  | <0.01 | <0.01 | <0.01 | <0.01 | <0.01 | <0.01 | <0.01 | <0.01 | <0.0001 | <0.0001 | <0.0001 | <0.0001 | <0.0001 | <0.01 | <0.0001 | <0.0001 | <0.0001 | <0.0001 | <0.0001 | <0.0001 | <0.001
Bromodichloromethane | mg/l | 0.005 | 21 | <0.0005 | 0.002881 | <0.01 | 0 | No | 0.0012979 |  |  |  | <0.005 | <0.005 | <0.005 | <0.005 | <0.005 | <0.005 | <0.005 | <0.005 | <0.0005 | <0.0005 | <0.0005 | <0.0005 | <0.0005 | <0.005 | <0.0005 | <0.0005 | <0.0005 | <0.0005 | <0.0005 | <0.0005 | <0.01
cis-1,3-Dichloropropene | mg/l | 0.01 | 21 | <0.001 | 0.0048571 | <0.01 | 0 | No | 0.0021881 |  |  |  | <0.01 | <0.01 | <0.01 | <0.01 | <0.01 | <0.01 | <0.01 | <0.01 | <0.001 | <0.001 | <0.001 | <0.001 | <0.001 | <0.01 | <0.001 | <0.001 | <0.001 | <0.001 | <0.001 | <0.001 | <0.001
Toluene | mg/l | 0.001 | 21 | <0.0001 | 0.00052857 | <0.001 | 0 | No | 0.00023812 |  |  |  | <0.001 | <0.001 | <0.001 | <0.001 | <0.001 | <0.001 | <0.001 | <0.001 | <0.0001 | <0.0001 | <0.0001 | <0.0001 | <0.0001 | <0.001 | <0.0001 | <0.0001 | <0.0001 | <0.0001 | <0.0001 | <0.0001 | <0.001
Trans-1,3-Dichloropropene | mg/l | 0.01 | 21 | <0.001 | 0.0048571 | <0.01 | 0 | No | 0.0021881 |  |  |  | <0.01 | <0.01 | <0.01 | <0.01 | <0.01 | <0.01 | <0.01 | <0.01 | <0.001 | <0.001 | <0.001 | <0.001 | <0.001 | <0.01 | <0.001 | <0.001 | <0.001 | <0.001 | <0.001 | <0.001 | <0.001
1,1,2-Trichloroethane | mg/l | 0.01 | 21 | <0.0001 | 0.0043857 | <0.01 | 0 | No | 0.0019758 |  |  |  | <0.01 | <0.01 | <0.01 | <0.01 | <0.01 | <0.01 | <0.01 | <0.01 | <0.0001 | <0.0001 | <0.0001 | <0.0001 | <0.0001 | <0.01 | <0.0001 | <0.0001 | <0.0001 | <0.0001 | <0.0001 | <0.0001 | <0.001
Tetrachloroethene | mg/l | 0.001 | 21 | <0.0001 | 0.00052857 | <0.001 | 0 | No | 0.00023812 |  |  |  | <0.001 | <0.001 | <0.001 | <0.001 | <0.001 | <0.001 | <0.001 | <0.001 | <0.0001 | <0.0001 | <0.0001 | <0.0001 | <0.0001 | <0.001 | <0.0001 | <0.0001 | <0.0001 | <0.0001 | <0.0001 | <0.0001 | <0.001
1,3-Dichloropropane | mg/l | 0.002 | 21 | <0.0002 | 0.0010095 | <0.002 | 0 | No | 0.00045479 |  |  |  | <0.002 | <0.002 | <0.002 | <0.002 | <0.002 | <0.002 | <0.002 | <0.002 | <0.0002 | <0.0002 | <0.0002 | <0.0002 | <0.0002 | <0.002 | <0.0002 | <0.0002 | <0.0002 | <0.0002 | <0.0002 | <0.0002 | <0.001
Dibromochloromethane | mg/l | 0.01 | 21 | <0.001 | 0.0048571 | <0.01 | 0 | No | 0.0021881 |  |  |  | <0.01 | <0.01 | <0.01 | <0.01 | <0.01 | <0.01 | <0.01 | <0.01 | <0.001 | <0.001 | <0.001 | <0.001 | <0.001 | <0.01 | <0.001 | <0.001 | <0.001 | <0.001 | <0.001 | <0.001 | <0.001
1,2-Dibromoethane | mg/l | 0.005 | 21 | <0.0005 | 0.0024524 | <0.005 | 0 | No | 0.0011048 |  |  |  | <0.005 | <0.005 | <0.005 | <0.005 | <0.005 | <0.005 | <0.005 | <0.005 | <0.0005 | <0.0005 | <0.0005 | <0.0005 | <0.0005 | <0.005 | <0.0005 | <0.0005 | <0.0005 | <0.0005 | <0.0005 | <0.0005 | <0.001
Chlorobenzene | mg/l | 0.001 | 21 | <0.0001 | 0.00052857 | <0.001 | 0 | No | 0.00023812 |  |  |  | <0.001 | <0.001 | <0.001 | <0.001 | <0.001 | <0.001 | <0.001 | <0.001 | <0.0001 | <0.0001 | <0.0001 | <0.0001 | <0.0001 | <0.001 | <0.0001 | <0.0001 | <0.0001 | <0.0001 | <0.0001 | <0.0001 | <0.001
1,1,1,2-Tetrachloroethane | mg/l | 0.002 | 21 | <0.0002 | 0.0010095 | <0.002 | 0 | No | 0.00045479 |  |  |  | <0.002 | <0.002 | <0.002 | <0.002 | <0.002 | <0.002 | <0.002 | <0.002 | <0.0002 | <0.0002 | <0.0002 | <0.0002 | <0.0002 | <0.002 | <0.0002 | <0.0002 | <0.0002 | <0.0002 | <0.0002 | <0.0002 | <0.001
Ethylbenzene | mg/l | 0.001 | 21 | <0.0001 | 0.00052857 | <0.001 | 0 | No | 0.00023812 |  |  |  | <0.001 | <0.001 | <0.001 | <0.001 | <0.001 | <0.001 | <0.001 | <0.001 | <0.0001 | <0.0001 | <0.0001 | <0.0001 | <0.0001 | <0.001 | <0.0001 | <0.0001 | <0.0001 | <0.0001 | <0.0001 | <0.0001 | <0.001
m & p-Xylene | mg/l | 0.001 | 21 | <0.0001 | 0.00052857 | <0.001 | 0 | No | 0.00023812 |  |  |  | <0.001 | <0.001 | <0.001 | <0.001 | <0.001 | <0.001 | <0.001 | <0.001 | <0.0001 | <0.0001 | <0.0001 | <0.0001 | <0.0001 | <0.001 | <0.0001 | <0.0001 | <0.0001 | <0.0001 | <0.0001 | <0.0001 | <0.001
o-Xylene | mg/l | 0.001 | 21 | <0.0001 | 0.00052857 | <0.001 | 0 | No | 0.00023812 |  |  |  | <0.001 | <0.001 | <0.001 | <0.001 | <0.001 | <0.001 | <0.001 | <0.001 | <0.0001 | <0.0001 | <0.0001 | <0.0001 | <0.0001 | <0.001 | <0.0001 | <0.0001 | <0.0001 | <0.0001 | <0.0001 | <0.0001 | <0.001
Styrene | mg/l | 0.001 | 21 | <0.0001 | 0.00052857 | <0.001 | 0 | No | 0.00023812 |  |  |  | <0.001 | <0.001 | <0.001 | <0.001 | <0.001 | <0.001 | <0.001 | <0.001 | <0.0001 | <0.0001 | <0.0001 | <0.0001 | <0.0001 | <0.001 | <0.0001 | <0.0001 | <0.0001 | <0.0001 | <0.0001 | <0.0001 | <0.001
Tribromomethane | mg/l | 0.001 | 21 | <0.001 | 0.001 | <0.001 | 0 | No | 0.0004505 |  |  |  | <0.001 | <0.001 | <0.001 | <0.001 | <0.001 | <0.001 | <0.001 | <0.001 | <0.001 | <0.001 | <0.001 | <0.001 | <0.001 | <0.001 | <0.001 | <0.001 | <0.001 | <0.001 | <0.001 | <0.001 | <0.001
Isopropylbenzene | mg/l | 0.001 | 21 | <0.0001 | 0.00052857 | <0.001 | 0 | No | 0.00023812 |  |  |  | <0.001 | <0.001 | <0.001 | <0.001 | <0.001 | <0.001 | <0.001 | <0.001 | <0.0001 | <0.0001 | <0.0001 | <0.0001 | <0.0001 | <0.001 | <0.0001 | <0.0001 | <0.0001 | <0.0001 | <0.0001 | <0.0001 | <0.001
Bromobenzene | mg/l | 0.001 | 21 | <0.0001 | 0.00052857 | <0.001 | 0 | No | 0.00023812 |  |  |  | <0.001 | <0.001 | <0.001 | <0.001 | <0.001 | <0.001 | <0.001 | <0.001 | <0.0001 | <0.0001 | <0.0001 | <0.0001 | <0.0001 | <0.001 | <0.0001 | <0.0001 | <0.0001 | <0.0001 | <0.0001 | <0.0001 | <0.001
1,2,3-Trichloropropane | mg/l | 0.05 | 21 | <0.001 | 0.024095 | <0.05 | 0 | No | 0.010855 |  |  |  | <0.05 | <0.05 | <0.05 | <0.05 | <0.05 | <0.05 | <0.05 | <0.05 | <0.005 | <0.005 | <0.005 | <0.005 | <0.005 | <0.05 | <0.005 | <0.005 | <0.005 | <0.005 | <0.005 | <0.005 | <0.001
N-Propylbenzene | mg/l | 0.001 | 21 | <0.0001 | 0.00052857 | <0.001 | 0 | No | 0.00023812 |  |  |  | <0.001 | <0.001 | <0.001 | <0.001 | <0.001 | <0.001 | <0.001 | <0.001 | <0.0001 | <0.0001 | <0.0001 | <0.0001 | <0.0001 | <0.001 | <0.0001 | <0.0001 | <0.0001 | <0.0001 | <0.0001 | <0.0001 | <0.001
2-Chlorotoluene | mg/l | 0.001 | 21 | <0.0001 | 0.00052857 | <0.001 | 0 | No | 0.00023812 |  |  |  | <0.001 | <0.001 | <0.001 | <0.001 | <0.001 | <0.001 | <0.001 | <0.001 | <0.0001 | <0.0001 | <0.0001 | <0.0001 | <0.0001 | <0.001 | <0.0001 | <0.0001 | <0.0001 | <0.0001 | <0.0001 | <0.0001 | <0.001
1,3,5-Trimethylbenzene | mg/l | 0.001 | 21 | <0.0001 | 0.00052857 | <0.001 | 0 | No | 0.00023812 |  |  |  | <0.001 | <0.001 | <0.001 | <0.001 | <0.001 | <0.001 | <0.001 | <0.001 | <0.0001 | <0.0001 | <0.0001 | <0.0001 | <0.0001 | <0.001 | <0.0001 | <0.0001 | <0.0001 | <0.0001 | <0.0001 | <0.0001 | <0.001
4-Chlorotoluene | mg/l | 0.001 | 21 | <0.0001 | 0.00052857 | <0.001 | 0 | No | 0.00023812 |  |  |  | <0.001 | <0.001 | <0.001 | <0.001 | <0.001 | <0.001 | <0.001 | <0.001 | <0.0001 | <0.0001 | <0.0001 | <0.0001 | <0.0001 | <0.001 | <0.0001 | <0.0001 | <0.0001 | <0.0001 | <0.0001 | <0.0001 | <0.001
Tert-Butylbenzene | mg/l | 0.001 | 21 | <0.0001 | 0.00052857 | <0.001 | 0 | No | 0.00023812 |  |  |  | <0.001 | <0.001 | <0.001 | <0.001 | <0.001 | <0.001 | <0.001 | <0.001 | <0.0001 | <0.0001 | <0.0001 | <0.0001 | <0.0001 | <0.001 | <0.0001 | <0.0001 | <0.0001 | <0.0001 | <0.0001 | <0.0001 | <0.001
1,2,4-Trimethylbenzene | mg/l | 0.001 | 21 | <0.0001 | 0.00052857 | <0.001 | 0 | No | 0.00023812 |  |  |  | <0.001 | <0.001 | <0.001 | <0.001 | <0.001 | <0.001 | <0.001 | <0.001 | <0.0001 | <0.0001 | <0.0001 | <0.0001 | <0.0001 | <0.001 | <0.0001 | <0.0001 | <0.0001 | <0.0001 | <0.0001 | <0.0001 | <0.001
Sec-Butylbenzene | mg/l | 0.001 | 21 | <0.0001 | 0.00052857 | <0.001 | 0 | No | 0.00023812 |  |  |  | <0.001 | <0.001 | <0.001 | <0.001 | <0.001 | <0.001 | <0.001 | <0.001 | <0.0001 | <0.0001 | <0.0001 | <0.0001 | <0.0001 | <0.001 | <0.0001 | <0.0001 | <0.0001 | <0.0001 | <0.0001 | <0.0001 | <0.001
1,3-Dichlorobenzene | mg/l | 0.001 | 21 | <0.0001 | 0.00052857 | <0.001 | 0 | No | 0.00023812 |  |  |  | <0.001 | <0.001 | <0.001 | <0.001 | <0.001 | <0.001 | <0.001 | <0.001 | <0.0001 | <0.0001 | <0.0001 | <0.0001 | <0.0001 | <0.001 | <0.0001 | <0.0001 | <0.0001 | <0.0001 | <0.0001 | <0.0001 | <0.001
4-Isopropyltoluene | mg/l | 0.001 | 21 | <0.0001 | 0.00052857 | <0.001 | 0 | No | 0.00023812 |  |  |  | <0.001 | <0.001 | <0.001 | <0.001 | <0.001 | <0.001 | <0.001 | <0.001 | <0.0001 | <0.0001 | <0.0001 | <0.0001 | <0.0001 | <0.001 | <0.0001 | <0.0001 | <0.0001 | <0.0001 | <0.0001 | <0.0001 | <0.001
1,4-Dichlorobenzene | mg/l | 0.001 | 21 | <0.0001 | 0.00052857 | <0.001 | 0 | No | 0.00023812 |  |  |  | <0.001 | <0.001 | <0.001 | <0.001 | <0.001 | <0.001 | <0.001 | <0.001 | <0.0001 | <0.0001 | <0.0001 | <0.0001 | <0.0001 | <0.001 | <0.0001 | <0.0001 | <0.0001 | <0.0001 | <0.0001 | <0.0001 | <0.001
N-Butylbenzene | mg/l | 0.001 | 21 | <0.0001 | 0.00052857 | <0.001 | 0 | No | 0.00023812 |  |  |  | <0.001 | <0.001 | <0.001 | <0.001 | <0.001 | <0.001 | <0.001 | <0.001 | <0.0001 | <0.0001 | <0.0001 | <0.0001 | <0.0001 | <0.001 | <0.0001 | <0.0001 | <0.0001 | <0.0001 | <0.0001 | <0.0001 | <0.001
1,2-Dichlorobenzene | mg/l | 0.001 | 21 | <0.0001 | 0.00052857 | <0.001 | 0 | No | 0.00023812 |  |  |  | <0.001 | <0.001 | <0.001 | <0.001 | <0.001 | <0.001 | <0.001 | <0.001 | <0.0001 | <0.0001 | <0.0001 | <0.0001 | <0.0001 | <0.001 | <0.0001 | <0.0001 | <0.0001 | <0.0001 | <0.0001 | <0.0001 | <0.001
1,2-Dibromo-3-Chloropropane | mg/l | 0.05 | 21 | <0.001 | 0.024095 | <0.05 | 0 | No | 0.010855 |  |  |  | <0.05 | <0.05 | <0.05 | <0.05 | <0.05 | <0.05 | <0.05 | <0.05 | <0.005 | <0.005 | <0.005 | <0.005 | <0.005 | <0.05 | <0.005 | <0.005 | <0.005 | <0.005 | <0.005 | <0.005 | <0.001
1,2,4-Trichlorobenzene | mg/l | 0.001 | 21 | <0.0001 | 0.00052857 | <0.001 | 0 | No | 0.00023812 |  |  |  | <0.001 | <0.001 | <0.001 | <0.001 | <0.001 | <0.001 | <0.001 | <0.001 | <0.0001 | <0.0001 | <0.0001 | <0.0001 | <0.0001 | <0.001 | <0.0001 | <0.0001 | <0.0001 | <0.0001 | <0.0001 | <0.0001 | <0.001
Hexachlorobutadiene | mg/l | 0.001 | 21 | <0.0001 | 0.00052857 | <0.001 | 0 | YES | 0.00023812 | 1 |  |  | <0.001 | <0.001 | <0.001 | <0.001 | <0.001 | <0.001 | <0.001 | <0.001 | <0.0001 | <0.0001 | <0.0001 | <0.0001 | <0.0001 | <0.001 | <0.0001 | <0.0001 | <0.0001 | <0.0001 | <0.0001 | <0.0001 | <0.001
1,2,3-Trichlorobenzene | mg/l | 0.002 | 21 | <0.0002 | 0.0010095 | <0.002 | 0 | No | 0.00045479 |  |  |  | <0.002 | <0.002 | <0.002 | <0.002 | <0.002 | <0.002 | <0.002 | <0.002 | <0.0002 | <0.0002 | <0.0002 | <0.0002 | <0.0002 | <0.002 | <0.0002 | <0.0002 | <0.0002 | <0.0002 | <0.0002 | <0.0002 | <0.001
Methyl Tert-Butyl Ether | mg/l | 0.001 | 21 | <0.0001 | 0.00052857 | <0.001 | 0 | No | 0.00023812 |  |  |  | <0.001 | <0.001 | <0.001 | <0.001 | <0.001 | <0.001 | <0.001 | <0.001 | <0.0001 | <0.0001 | <0.0001 | <0.0001 | <0.0001 | <0.001 | <0.0001 | <0.0001 | <0.0001 | <0.0001 | <0.0001 | <0.0001 | <0.001
N-Nitrosodimethylamine | mg/l | 0.0005 | 21 | <0.0005 | 0.00052381 | <0.001 | 0 | No | 0.00023598 |  |  |  | <0.0005 | <0.0005 | <0.0005 | <0.0005 | <0.0005 | <0.0005 | <0.0005 | <0.0005 | <0.0005 | <0.0005 | <0.0005 | <0.0005 | <0.0005 | <0.0005 | <0.0005 | <0.0005 | <0.0005 | <0.0005 | <0.0005 | <0.0005 | <0.001
Phenol | mg/l | 0.0005 | 21 | <0.0005 | 0.00052381 | <0.001 | 0 | No | 0.00023598 |  |  |  | <0.0005 | <0.0005 | <0.0005 | <0.0005 | <0.0005 | <0.0005 | <0.0005 | <0.0005 | <0.0005 | <0.0005 | <0.0005 | <0.0005 | <0.0005 | <0.0005 | <0.0005 | <0.0005 | <0.0005 | <0.0005 | <0.0005 | <0.0005 | <0.001
2-Chlorophenol | mg/l | 0.0005 | 21 | <0.0005 | 0.00052381 | <0.001 | 0 | No | 0.00023598 |  |  |  | <0.0005 | <0.0005 | <0.0005 | <0.0005 | <0.0005 | <0.0005 | <0.0005 | <0.0005 | <0.0005 | <0.0005 | <0.0005 | <0.0005 | <0.0005 | <0.0005 | <0.0005 | <0.0005 | <0.0005 | <0.0005 | <0.0005 | <0.0005 | <0.001
Bis-(2-Chloroethyl)Ether | mg/l | 0.0005 | 21 | <0.0005 | 0.00052381 | <0.001 | 0 | No | 0.00023598 |  |  |  | <0.0005 | <0.0005 | <0.0005 | <0.0005 | <0.0005 | <0.0005 | <0.0005 | <0.0005 | <0.0005 | <0.0005 | <0.0005 | <0.0005 | <0.0005 | <0.0005 | <0.0005 | <0.0005 | <0.0005 | <0.0005 | <0.0005 | <0.0005 | <0.001
1,3-Dichlorobenzene | mg/l | 0.0005 | 21 | <0.0005 | 0.00052381 | <0.001 | 0 | No | 0.00023598 |  |  |  | <0.0005 | <0.0005 | <0.0005 | <0.0005 | <0.0005 | <0.0005 | <0.0005 | <0.0005 | <0.0005 | <0.0005 | <0.0005 | <0.0005 | <0.0005 | <0.0005 | <0.0005 | <0.0005 | <0.0005 | <0.0005 | <0.0005 | <0.0005 | <0.001
1,4-Dichlorobenzene | mg/l | 0.0005 | 21 | <0.0005 | 0.00052381 | <0.001 | 0 | No | 0.00023598 |  |  |  | <0.0005 | <0.0005 | <0.0005 | <0.0005 | <0.0005 | <0.0005 | <0.0005 | <0.0005 | <0.0005 | <0.0005 | <0.0005 | <0.0005 | <0.0005 | <0.0005 | <0.0005 | <0.0005 | <0.0005 | <0.0005 | <0.0005 | <0.0005 | <0.001
1,2-Dichlorobenzene | mg/l | 0.0005 | 21 | <0.0005 | 0.00052381 | <0.001 | 0 | No | 0.00023598 |  |  |  | <0.0005 | <0.0005 | <0.0005 | <0.0005 | <0.0005 | <0.0005 | <0.0005 | <0.0005 | <0.0005 | <0.0005 | <0.0005 | <0.0005 | <0.0005 | <0.0005 | <0.0005 | <0.0005 | <0.0005 | <0.0005 | <0.0005 | <0.0005 | <0.001
2-Methylphenol (o-Cresol) | mg/l | 0.0005 | 21 | <0.0005 | 0.00052381 | <0.001 | 0 | No | 0.00023598 |  |  |  | <0.0005 | <0.0005 | <0.0005 | <0.0005 | <0.0005 | <0.0005 | <0.0005 | <0.0005 | <0.0005 | <0.0005 | <0.0005 | <0.0005 | <0.0005 | <0.0005 | <0.0005 | <0.0005 | <0.0005 | <0.0005 | <0.0005 | <0.0005 | <0.001
Bis(2-Chloroisopropyl)Ether | mg/l | 0.0005 | 21 | <0.0005 | 0.00052381 | <0.001 | 0 | No | 0.00023598 |  |  |  | <0.0005 | <0.0005 | <0.0005 | <0.0005 | <0.0005 | <0.0005 | <0.0005 | <0.0005 | <0.0005 | <0.0005 | <0.0005 | <0.0005 | <0.0005 | <0.0005 | <0.0005 | <0.0005 | <0.0005 | <0.0005 | <0.0005 | <0.0005 | <0.001
Hexachloroethane | mg/l | 0.0005 | 21 | <0.0005 | 0.00052381 | <0.001 | 0 | No | 0.00023598 |  |  |  | <0.0005 | <0.0005 | <0.0005 | <0.0005 | <0.0005 | <0.0005 | <0.0005 | <0.0005 | <0.0005 | <0.0005 | <0.0005 | <0.0005 | <0.0005 | <0.0005 | <0.0005 | <0.0005 | <0.0005 | <0.0005 | <0.0005 | <0.0005 | <0.001
N-Nitrosodi-n-propylamine | mg/l | 0.0005 | 21 | <0.0005 | 0.00052381 | <0.001 | 0 | No | 0.00023598 |  |  |  | <0.0005 | <0.0005 | <0.0005 | <0.0005 | <0.0005 | <0.0005 | <0.0005 | <0.0005 | <0.0005 | <0.0005 | <0.0005 | <0.0005 | <0.0005 | <0.0005 | <0.0005 | <0.0005 | <0.0005 | <0.0005 | <0.0005 | <0.0005 | <0.001
4-Methylphenol | mg/l | 0.0005 | 21 | <0.0005 | 0.00052381 | <0.001 | 0 | No | 0.00023598 |  |  |  | <0.0005 | <0.0005 | <0.0005 | <0.0005 | <0.0005 | <0.0005 | <0.0005 | <0.0005 | <0.0005 | <0.0005 | <0.0005 | <0.0005 | <0.0005 | <0.0005 | <0.0005 | <0.0005 | <0.0005 | <0.0005 | <0.0005 | <0.0005 | <0.001
Nitrobenzene | mg/l | 0.0005 | 21 | <0.0005 | 0.00052381 | <0.001 | 0 | No | 0.00023598 |  |  |  | <0.0005 | <0.0005 | <0.0005 | <0.0005 | <0.0005 | <0.0005 | <0.0005 | <0.0005 | <0.0005 | <0.0005 | <0.0005 | <0.0005 | <0.0005 | <0.0005 | <0.0005 | <0.0005 | <0.0005 | <0.0005 | <0.0005 | <0.0005 | <0.001
Isophorone | mg/l | 0.0005 | 21 | <0.0005 | 0.00052381 | <0.001 | 0 | No | 0.00023598 |  |  |  | <0.0005 | <0.0005 | <0.0005 | <0.0005 | <0.0005 | <0.0005 | <0.0005 | <0.0005 | <0.0005 | <0.0005 | <0.0005 | <0.0005 | <0.0005 | <0.0005 | <0.0005 | <0.0005 | <0.0005 | <0.0005 | <0.0005 | <0.0005 | <0.001
2-Nitrophenol | mg/l | 0.0005 | 21 | <0.0005 | 0.00052381 | <0.001 | 0 | No | 0.00023598 |  |  |  | <0.0005 | <0.0005 | <0.0005 | <0.0005 | <0.0005 | <0.0005 | <0.0005 | <0.0005 | <0.0005 | <0.0005 | <0.0005 | <0.0005 | <0.0005 | <0.0005 | <0.0005 | <0.0005 | <0.0005 | <0.0005 | <0.0005 | <0.0005 | <0.001
2,4-Dimethylphenol | mg/l | 0.0005 | 21 | <0.0005 | 0.00052381 | <0.001 | 0 | No | 0.00023598 |  |  |  | <0.0005 | <0.0005 | <0.0005 | <0.0005 | <0.0005 | <0.0005 | <0.0005 | <0.0005 | <0.0005 | <0.0005 | <0.0005 | <0.0005 | <0.0005 | <0.0005 | <0.0005 | <0.0005 | <0.0005 | <0.0005 | <0.0005 | <0.0005 | <0.001
Bis(2-Chloroethoxy)Methane | mg/l | 0.0005 | 21 | <0.0005 | 0.00052381 | <0.001 | 0 | No | 0.00023598 |  |  |  | <0.0005 | <0.0005 | <0.0005 | <0.0005 | <0.0005 | <0.0005 | <0.0005 | <0.0005 | <0.0005 | <0.0005 | <0.0005 | <0.0005 | <0.0005 | <0.0005 | <0.0005 | <0.0005 | <0.0005 | <0.0005 | <0.0005 | <0.0005 | <0.001
2,4-Dichlorophenol | mg/l | 0.0005 | 21 | <0.0005 | 0.00052381 | <0.001 | 0 | No | 0.00023598 |  |  |  | <0.0005 | <0.0005 | <0.0005 | <0.0005 | <0.0005 | <0.0005 | <0.0005 | <0.0005 | <0.0005 | <0.0005 | <0.0005 | <0.0005 | <0.0005 | <0.0005 | <0.0005 | <0.0005 | <0.0005 | <0.0005 | <0.0005 | <0.0005 | <0.001
1,2,4-Trichlorobenzene | mg/l | 0.0005 | 21 | <0.0005 | 0.00061905 | <0.003 | 0 | No | 0.00027888 |  |  |  | <0.0005 | <0.0005 | <0.0005 | <0.0005 | <0.0005 | <0.0005 | <0.0005 | <0.0005 | <0.0005 | <0.0005 | <0.0005 | <0.0005 | <0.0005 | <0.0005 | <0.0005 | <0.0005 | <0.0005 | <0.0005 | <0.0005 | <0.0005 | <0.003
Naphthalene | mg/l | 0.0005 | 21 | <0.0005 | 0.00052381 | <0.001 | 0 | No | 0.00023598 |  |  |  | <0.0005 | <0.0005 | <0.0005 | <0.0005 | <0.0005 | <0.0005 | <0.0005 | <0.0005 | <0.0005 | <0.0005 | <0.0005 | <0.0005 | <0.0005 | <0.0005 | <0.0005 | <0.0005 | <0.0005 | <0.0005 | <0.0005 | <0.0005 | <0.001
4-Chloroaniline | mg/l | 0.0005 | 21 | <0.0005 | 0.00052381 | <0.001 | 0 | No | 0.00023598 |  |  |  | <0.0005 | <0.0005 | <0.0005 | <0.0005 | <0.0005 | <0.0005 | <0.0005 | <0.0005 | <0.0005 | <0.0005 | <0.0005 | <0.0005 | <0.0005 | <0.0005 | <0.0005 | <0.0005 | <0.0005 | <0.0005 | <0.0005 | <0.0005 | <0.001
Hexachlorobutadiene | mg/l | 0.0005 | 21 | <0.0005 | 0.00052381 | <0.001 | 0 | No | 0.00023598 |  |  |  | <0.0005 | <0.0005 | <0.0005 | <0.0005 | <0.0005 | <0.0005 | <0.0005 | <0.0005 | <0.0005 | <0.0005 | <0.0005 | <0.0005 | <0.0005 | <0.0005 | <0.0005 | <0.0005 | <0.0005 | <0.0005 | <0.0005 | <0.0005 | <0.001
4-Chloro-3-Methylphenol | mg/l | 0.0005 | 21 | <0.0005 | 0.00052381 | <0.001 | 0 | No | 0.00023598 |  |  |  | <0.0005 | <0.0005 | <0.0005 | <0.0005 | <0.0005 | <0.0005 | <0.0005 | <0.0005 | <0.0005 | <0.0005 | <0.0005 | <0.0005 | <0.0005 | <0.0005 | <0.0005 | <0.0005 | <0.0005 | <0.0005 | <0.0005 | <0.0005 | <0.001
2-Methylnaphthalene | mg/l | 0.0005 | 21 | <0.0005 | 0.00052381 | <0.001 | 0 | No | 0.00023598 |  |  |  | <0.0005 | <0.0005 | <0.0005 | <0.0005 | <0.0005 | <0.0005 | <0.0005 | <0.0005 | <0.0005 | <0.0005 | <0.0005 | <0.0005 | <0.0005 | <0.0005 | <0.0005 | <0.0005 | <0.0005 | <0.0005 | <0.0005 | <0.0005 | <0.001
Hexachlorocyclopentadiene | mg/l | 0.0005 | 21 | <0.0005 | 0.00052381 | <0.001 | 0 | No | 0.00023598 |  |  |  | <0.0005 | <0.0005 | <0.0005 | <0.0005 | <0.0005 | <0.0005 | <0.0005 | <0.0005 | <0.0005 | <0.0005 | <0.0005 | <0.0005 | <0.0005 | <0.0005 | <0.0005 | <0.0005 | <0.0005 | <0.0005 | <0.0005 | <0.0005 | <0.001
2,4,6-Trichlorophenol | mg/l | 0.0005 | 21 | <0.0005 | 0.00052381 | <0.001 | 0 | No | 0.00023598 |  |  |  | <0.0005 | <0.0005 | <0.0005 | <0.0005 | <0.0005 | <0.0005 | <0.0005 | <0.0005 | <0.0005 | <0.0005 | <0.0005 | <0.0005 | <0.0005 | <0.0005 | <0.0005 | <0.0005 | <0.0005 | <0.0005 | <0.0005 | <0.0005 | <0.001
2,4,5-Trichlorophenol | mg/l | 0.0005 | 21 | <0.0005 | 0.00052381 | <0.001 | 0 | No | 0.00023598 |  |  |  | <0.0005 | <0.0005 | <0.0005 | <0.0005 | <0.0005 | <0.0005 | <0.0005 | <0.0005 | <0.0005 | <0.0005 | <0.0005 | <0.0005 | <0.0005 | <0.0005 | <0.0005 | <0.0005 | <0.0005 | <0.0005 | <0.0005 | <0.0005 | <0.001
2-Chloronaphthalene | mg/l | 0.0005 | 21 | <0.0005 | 0.00052381 | <0.001 | 0 | No | 0.00023598 |  |  |  | <0.0005 | <0.0005 | <0.0005 | <0.0005 | <0.0005 | <0.0005 | <0.0005 | <0.0005 | <0.0005 | <0.0005 | <0.0005 | <0.0005 | <0.0005 | <0.0005 | <0.0005 | <0.0005 | <0.0005 | <0.0005 | <0.0005 | <0.0005 | <0.001
2-Nitroaniline | mg/l | 0.0005 | 21 | <0.0005 | 0.00052381 | <0.001 | 0 | No | 0.00023598 |  |  |  | <0.0005 | <0.0005 | <0.0005 | <0.0005 | <0.0005 | <0.0005 | <0.0005 | <0.0005 | <0.0005 | <0.0005 | <0.0005 | <0.0005 | <0.0005 | <0.0005 | <0.0005 | <0.0005 | <0.0005 | <0.0005 | <0.0005 | <0.0005 | <0.001
Acenaphthylene | mg/l | 0.0005 | 21 | <0.0005 | 0.00052381 | <0.001 | 0 | No | 0.00023598 |  |  |  | <0.0005 | <0.0005 | <0.0005 | <0.0005 | <0.0005 | <0.0005 | <0.0005 | <0.0005 | <0.0005 | <0.0005 | <0.0005 | <0.0005 | <0.0005 | <0.0005 | <0.0005 | <0.0005 | <0.0005 | <0.0005 | <0.0005 | <0.0005 | <0.001
Dimethylphthalate | mg/l | 0.0005 | 21 | <0.0005 | 0.00052381 | <0.001 | 0 | No | 0.00023598 |  |  |  | <0.0005 | <0.0005 | <0.0005 | <0.0005 | <0.0005 | <0.0005 | <0.0005 | <0.0005 | <0.0005 | <0.0005 | <0.0005 | <0.0005 | <0.0005 | <0.0005 | <0.0005 | <0.0005 | <0.0005 | <0.0005 | <0.0005 | <0.0005 | <0.001
2,6-Dinitrotoluene | mg/l | 0.0005 | 21 | <0.0005 | 0.00052381 | <0.001 | 0 | No | 0.00023598 |  |  |  | <0.0005 | <0.0005 | <0.0005 | <0.0005 | <0.0005 | <0.0005 | <0.0005 | <0.0005 | <0.0005 | <0.0005 | <0.0005 | <0.0005 | <0.0005 | <0.0005 | <0.0005 | <0.0005 | <0.0005 | <0.0005 | <0.0005 | <0.0005 | <0.001
Acenaphthene | mg/l | 0.0005 | 21 | <0.0005 | 0.00052381 | <0.001 | 0 | No | 0.00023598 |  |  |  | <0.0005 | <0.0005 | <0.0005 | <0.0005 | <0.0005 | <0.0005 | <0.0005 | <0.0005 | <0.0005 | <0.0005 | <0.0005 | <0.0005 | <0.0005 | <0.0005 | <0.0005 | <0.0005 | <0.0005 | <0.0005 | <0.0005 | <0.0005 | <0.001
3-Nitroaniline | mg/l | 0.0005 | 21 | <0.0005 | 0.00052381 | <0.001 | 0 | No | 0.00023598 |  |  |  | <0.0005 | <0.0005 | <0.0005 | <0.0005 | <0.0005 | <0.0005 | <0.0005 | <0.0005 | <0.0005 | <0.0005 | <0.0005 | <0.0005 | <0.0005 | <0.0005 | <0.0005 | <0.0005 | <0.0005 | <0.0005 | <0.0005 | <0.0005 | <0.001
Dibenzofuran | mg/l | 0.0005 | 21 | <0.0005 | 0.00052381 | <0.001 | 0 | No | 0.00023598 |  |  |  | <0.0005 | <0.0005 | <0.0005 | <0.0005 | <0.0005 | <0.0005 | <0.0005 | <0.0005 | <0.0005 | <0.0005 | <0.0005 | <0.0005 | <0.0005 | <0.0005 | <0.0005 | <0.0005 | <0.0005 | <0.0005 | <0.0005 | <0.0005 | <0.001
4-Chlorophenylphenylether | mg/l | 0.0005 | 21 | <0.0005 | 0.00052381 | <0.001 | 0 | No | 0.00023598 |  |  |  | <0.0005 | <0.0005 | <0.0005 | <0.0005 | <0.0005 | <0.0005 | <0.0005 | <0.0005 | <0.0005 | <0.0005 | <0.0005 | <0.0005 | <0.0005 | <0.0005 | <0.0005 | <0.0005 | <0.0005 | <0.0005 | <0.0005 | <0.0005 | <0.001
2,4-Dinitrotoluene | mg/l | 0.0005 | 21 | <0.0005 | 0.00052381 | <0.001 | 0 | No | 0.00023598 |  |  |  | <0.0005 | <0.0005 | <0.0005 | <0.0005 | <0.0005 | <0.0005 | <0.0005 | <0.0005 | <0.0005 | <0.0005 | <0.0005 | <0.0005 | <0.0005 | <0.0005 | <0.0005 | <0.0005 | <0.0005 | <0.0005 | <0.0005 | <0.0005 | <0.001
Fluorene | mg/l | 0.0005 | 21 | <0.0005 | 0.00052381 | <0.001 | 0 | No | 0.00023598 |  |  |  | <0.0005 | <0.0005 | <0.0005 | <0.0005 | <0.0005 | <0.0005 | <0.0005 | <0.0005 | <0.0005 | <0.0005 | <0.0005 | <0.0005 | <0.0005 | <0.0005 | <0.0005 | <0.0005 | <0.0005 | <0.0005 | <0.0005 | <0.0005 | <0.001
Diethyl Phthalate | mg/l | 0.0005 | 21 | <0.0005 | 0.00052381 | <0.001 | 0 | No | 0.00023598 |  |  |  | <0.0005 | <0.0005 | <0.0005 | <0.0005 | <0.0005 | <0.0005 | <0.0005 | <0.0005 | <0.0005 | <0.0005 | <0.0005 | <0.0005 | <0.0005 | <0.0005 | <0.0005 | <0.0005 | <0.0005 | <0.0005 | <0.0005 | <0.0005 | <0.001
4-Nitroaniline | mg/l | 0.0005 | 21 | <0.0005 | 0.00052381 | <0.001 | 0 | No | 0.00023598 |  |  |  | <0.0005 | <0.0005 | <0.0005 | <0.0005 | <0.0005 | <0.0005 | <0.0005 | <0.0005 | <0.0005 | <0.0005 | <0.0005 | <0.0005 | <0.0005 | <0.0005 | <0.0005 | <0.0005 | <0.0005 | <0.0005 | <0.0005 | <0.0005 | <0.001
2-Methyl-4,6-Dinitrophenol | mg/l | 0.0005 | 21 | <0.0005 | 0.00052381 | <0.001 | 0 | No | 0.00023598 |  |  |  | <0.0005 | <0.0005 | <0.0005 | <0.0005 | <0.0005 | <0.0005 | <0.0005 | <0.0005 | <0.0005 | <0.0005 | <0.0005 | <0.0005 | <0.0005 | <0.0005 | <0.0005 | <0.0005 | <0.0005 | <0.0005 | <0.0005 | <0.0005 | <0.001
Azobenzene | mg/l | 0.0005 | 21 | <0.0005 | 0.0005 | <0.0005 | 0 | No | 0.00022525 |  |  |  | <0.0005 | <0.0005 | <0.0005 | <0.0005 | <0.0005 | <0.0005 | <0.0005 | <0.0005 | <0.0005 | <0.0005 | <0.0005 | <0.0005 | <0.0005 | <0.0005 | <0.0005 | <0.0005 | <0.0005 | <0.0005 | <0.0005 | <0.0005
4-Bromophenylphenyl Ether | mg/l | 0.0005 | 21 | <0.0005 | 0.0005 | <0.0005 | 0 | No | 0.00022525 |  |  |  | <0.0005 | <0.0005 | <0.0005 | <0.0005 | <0.0005 | <0.0005 | <0.0005 | <0.0005 | <0.0005 | <0.0005 | <0.0005 | <0.0005 | <0.0005 | <0.0005 | <0.0005 | <0.0005 | <0.0005 | <0.0005 | <0.0005 | <0.0005
Hexachlorobenzene | mg/l | 0.0005 | 21 | <0.0005 | 0.0005 | <0.0005 | 0 | YES | 0.00022525 | 1 |  |  | <0.0005 | <0.0005 | <0.0005 | <0.0005 | <0.0005 | <0.0005 | <0.0005 | <0.0005 | <0.0005 | <0.0005 | <0.0005 | <0.0005 | <0.0005 | <0.0005 | <0.0005 | <0.0005 | <0.0005 | <0.0005 | <0.0005 | <0.0005
Pentachlorophenol | mg/l | 0.0005 | 21 | <0.0005 | 0.0005 | <0.0005 | 0 | No | 0.00022525 |  |  |  | <0.0005 | <0.0005 | <0.0005 | <0.0005 | <0.0005 | <0.0005 | <0.0005 | <0.0005 | <0.0005 | <0.0005 | <0.0005 | <0.0005 | <0.0005 | <0.0005 | <0.0005 | <0.0005 | <0.0005 | <0.0005 | <0.0005 | <0.0005
Phenanthrene | mg/l | 0.0005 | 21 | <0.0005 | 0.0005 | <0.0005 | 0 | No | 0.00022525 |  |  |  | <0.0005 | <0.0005 | <0.0005 | <0.0005 | <0.0005 | <0.0005 | <0.0005 | <0.0005 | <0.0005 | <0.0005 | <0.0005 | <0.0005 | <0.0005 | <0.0005 | <0.0005 | <0.0005 | <0.0005 | <0.0005 | <0.0005 | <0.0005
Anthracene | mg/l | 0.0005 | 21 | <0.0005 | 0.0005 | <0.0005 | 0 | YES | 0.00022525 | 1 |  |  | <0.0005 | <0.0005 | <0.0005 | <0.0005 | <0.0005 | <0.0005 | <0.0005 | <0.0005 | <0.0005 | <0.0005 | <0.0005 | <0.0005 | <0.0005 | <0.0005 | <0.0005 | <0.0005 | <0.0005 | <0.0005 | <0.0005 | <0.0005
Carbazole | mg/l | 0.0005 | 21 | <0.0005 | 0.0005 | <0.0005 | 0 | No | 0.00022525 |  |  |  | <0.0005 | <0.0005 | <0.0005 | <0.0005 | <0.0005 | <0.0005 | <0.0005 | <0.0005 | <0.0005 | <0.0005 | <0.0005 | <0.0005 | <0.0005 | <0.0005 | <0.0005 | <0.0005 | <0.0005 | <0.0005 | <0.0005 | <0.0005
Di-N-Butyl Phthalate | mg/l | 0.0005 | 21 | <0.0005 | 0.0005 | <0.0005 | 0 | No | 0.00022525 |  |  |  | <0.0005 | <0.0005 | <0.0005 | <0.0005 | <0.0005 | <0.0005 | <0.0005 | <0.0005 | <0.0005 | <0.0005 | <0.0005 | <0.0005 | <0.0005 | <0.0005 | <0.0005 | <0.0005 | <0.0005 | <0.0005 | <0.0005 | <0.0005
Fluoranthene | mg/l | 0.0005 | 21 | <0.0005 | 0.0005 | <0.0005 | 0 | No | 0.00022525 |  |  |  | <0.0005 | <0.0005 | <0.0005 | <0.0005 | <0.0005 | <0.0005 | <0.0005 | <0.0005 | <0.0005 | <0.0005 | <0.0005 | <0.0005 | <0.0005 | <0.0005 | <0.0005 | <0.0005 | <0.0005 | <0.0005 | <0.0005 | <0.0005
Pyrene | mg/l | 0.0005 | 21 | <0.0005 | 0.0005 | <0.0005 | 0 | No | 0.00022525 |  |  |  | <0.0005 | <0.0005 | <0.0005 | <0.0005 | <0.0005 | <0.0005 | <0.0005 | <0.0005 | <0.0005 | <0.0005 | <0.0005 | <0.0005 | <0.0005 | <0.0005 | <0.0005 | <0.0005 | <0.0005 | <0.0005 | <0.0005 | <0.0005
Butylbenzyl Phthalate | mg/l | 0.0005 | 21 | <0.0005 | 0.0005 | <0.0005 | 0 | No | 0.00022525 |  |  |  | <0.0005 | <0.0005 | <0.0005 | <0.0005 | <0.0005 | <0.0005 | <0.0005 | <0.0005 | <0.0005 | <0.0005 | <0.0005 | <0.0005 | <0.0005 | <0.0005 | <0.0005 | <0.0005 | <0.0005 | <0.0005 | <0.0005 | <0.0005
Benzo[a]anthracene | mg/l | 0.0005 | 21 | <0.0005 | 0.0005 | <0.0005 | 0 | No | 0.00022525 |  |  |  | <0.0005 | <0.0005 | <0.0005 | <0.0005 | <0.0005 | <0.0005 | <0.0005 | <0.0005 | <0.0005 | <0.0005 | <0.0005 | <0.0005 | <0.0005 | <0.0005 | <0.0005 | <0.0005 | <0.0005 | <0.0005 | <0.0005 | <0.0005
Chrysene | mg/l | 0.0005 | 21 | <0.0005 | 0.0005 | <0.0005 | 0 | No | 0.00022525 |  |  |  | <0.0005 | <0.0005 | <0.0005 | <0.0005 | <0.0005 | <0.0005 | <0.0005 | <0.0005 | <0.0005 | <0.0005 | <0.0005 | <0.0005 | <0.0005 | <0.0005 | <0.0005 | <0.0005 | <0.0005 | <0.0005 | <0.0005 | <0.0005
Bis(2-Ethylhexyl)Phthalate | mg/l | 0.0005 | 21 | <0.0005 | 0.0005 | <0.0005 | 0 | No | 0.00022525 |  |  |  | <0.0005 | <0.0005 | <0.0005 | <0.0005 | <0.0005 | <0.0005 | <0.0005 | <0.0005 | <0.0005 | <0.0005 | <0.0005 | <0.0005 | <0.0005 | <0.0005 | <0.0005 | <0.0005 | <0.0005 | <0.0005 | <0.0005 | <0.0005
Di-N-Octyl Phthalate | mg/l | 0.0005 | 21 | <0.0005 | 0.0005 | <0.0005 | 0 | No | 0.00022525 |  |  |  | <0.0005 | <0.0005 | <0.0005 | <0.0005 | <0.0005 | <0.0005 | <0.0005 | <0.0005 | <0.0005 | <0.0005 | <0.0005 | <0.0005 | <0.0005 | <0.0005 | <0.0005 | <0.0005 | <0.0005 | <0.0005 | <0.0005 | <0.0005
Benzo[b]fluoranthene | mg/l | 0.0005 | 21 | <0.0005 | 0.0005 | <0.0005 | 0 | No | 0.00022525 |  |  |  | <0.0005 | <0.0005 | <0.0005 | <0.0005 | <0.0005 | <0.0005 | <0.0005 | <0.0005 | <0.0005 | <0.0005 | <0.0005 | <0.0005 | <0.0005 | <0.0005 | <0.0005 | <0.0005 | <0.0005 | <0.0005 | <0.0005 | <0.0005
Benzo[k]fluoranthene | mg/l | 0.0005 | 21 | <0.0005 | 0.0005 | <0.0005 | 0 | No | 0.00022525 |  |  |  | <0.0005 | <0.0005 | <0.0005 | <0.0005 | <0.0005 | <0.0005 | <0.0005 | <0.0005 | <0.0005 | <0.0005 | <0.0005 | <0.0005 | <0.0005 | <0.0005 | <0.0005 | <0.0005 | <0.0005 | <0.0005 | <0.0005 | <0.0005
Benzo[a]pyrene (BaP) | mg/l | 0.0005 | 21 | <0.0005 | 0.0005 | <0.0005 | 0 | YES | 0.00022525 | 5 |  |  | <0.0005 | <0.0005 | <0.0005 | <0.0005 | <0.0005 | <0.0005 | <0.0005 | <0.0005 | <0.0005 | <0.0005 | <0.0005 | <0.0005 | <0.0005 | <0.0005 | <0.0005 | <0.0005 | <0.0005 | <0.0005 | <0.0005 | <0.0005
Indeno(1,2,3-c,d)Pyrene | mg/l | 0.0005 | 21 | <0.0005 | 0.0005 | <0.0005 | 0 | No | 0.00022525 |  |  |  | <0.0005 | <0.0005 | <0.0005 | <0.0005 | <0.0005 | <0.0005 | <0.0005 | <0.0005 | <0.0005 | <0.0005 | <0.0005 | <0.0005 | <0.0005 | <0.0005 | <0.0005 | <0.0005 | <0.0005 | <0.0005 | <0.0005 | <0.0005
Dibenz(a,h)Anthracene | mg/l | 0.0005 | 21 | <0.0005 | 0.0005 | <0.0005 | 0 | No | 0.00022525 |  |  |  | <0.0005 | <0.0005 | <0.0005 | <0.0005 | <0.0005 | <0.0005 | <0.0005 | <0.0005 | <0.0005 | <0.0005 | <0.0005 | <0.0005 | <0.0005 | <0.0005 | <0.0005 | <0.0005 | <0.0005 | <0.0005 | <0.0005 | <0.0005
Benzo[g,h,i]perylene | mg/l | 0.0005 | 21 | <0.0005 | 0.0005 | <0.0005 | 0 | No | 0.00022525 |  |  |  | <0.0005 | <0.0005 | <0.0005 | <0.0005 | <0.0005 | <0.0005 | <0.0005 | <0.0005 | <0.0005 | <0.0005 | <0.0005 | <0.0005 | <0.0005 | <0.0005 | <0.0005 | <0.0005 | <0.0005 | <0.0005 | <0.0005 | <0.0005
4-Nitrophenol | mg/l | 0.0005 | 21 | <0.0001 | 0.0004365 | <0.0005 | 1 | No | 0.00019664 |  |  |  | <0.0005 | <0.0005 | <0.0005 | <0.0005 | <0.0001 | <0.0001 | <0.0001 | 0.00043 | <0.0005 | <0.0005 | <0.0005 | <0.0005 | <0.0005 | <0.0005 | <0.0005 | <0.0005 | <0.0005 | <0.0005 | <0.0005 | <0.0005
Naphthalene | mg/l | 0.0001 | 21 | <0.00001 | 4.4286e-05 | <0.0001 | 0 | No | 1.9951e-05 |  |  |  | <0.0001 | <0.0001 | <0.0001 | <0.0001 | <0.0001 | <0.0001 | <0.0001 | <0.0001 | <0.00001 | <0.00001 | <0.00001 | <0.00001 | <0.00001 | <0.00001 | <0.00001 | <0.00001 | <0.00001 | <0.00001 | <0.00001 | <0.00001 | <0.00001
Acenaphthylene | mg/l | 0.0001 | 21 | <0.00001 | 4.4286e-05 | <0.0001 | 0 | No | 1.9951e-05 |  |  |  | <0.0001 | <0.0001 | <0.0001 | <0.0001 | <0.0001 | <0.0001 | <0.0001 | <0.0001 | <0.00001 | <0.00001 | <0.00001 | <0.00001 | <0.00001 | <0.00001 | <0.00001 | <0.00001 | <0.00001 | <0.00001 | <0.00001 | <0.00001 | <0.00001
Acenaphthene | mg/l | 0.0001 | 21 | <0.00001 | 4.4286e-05 | <0.0001 | 0 | No | 1.9951e-05 |  |  |  | <0.0001 | <0.0001 | <0.0001 | <0.0001 | <0.0001 | <0.0001 | <0.0001 | <0.0001 | <0.00001 | <0.00001 | <0.00001 | <0.00001 | <0.00001 | <0.00001 | <0.00001 | <0.00001 | <0.00001 | <0.00001 | <0.00001 | <0.00001 | <0.00001
Fluorene | mg/l | 0.0001 | 21 | <0.00001 | 4.4286e-05 | <0.0001 | 0 | No | 1.9951e-05 |  |  |  | <0.0001 | <0.0001 | <0.0001 | <0.0001 | <0.0001 | <0.0001 | <0.0001 | <0.0001 | <0.00001 | <0.00001 | <0.00001 | <0.00001 | <0.00001 | <0.00001 | <0.00001 | <0.00001 | <0.00001 | <0.00001 | <0.00001 | <0.00001 | <0.00001
Phenanthrene | mg/l | 0.0001 | 21 | <0.00001 | 6.9524e-05 | 0.00054 | 1 | No | 3.132e-05 |  |  |  | <0.0001 | <0.0001 | <0.0001 | <0.0001 | <0.0001 | <0.0001 | <0.0001 | <0.0001 | <0.00001 | <0.00001 | <0.00001 | <0.00001 | <0.00001 | <0.00001 | <0.00001 | <0.00001 | 0.00054 | <0.00001 | <0.00001 | <0.00001 | <0.00001
Anthracene | mg/l | 0.0001 | 21 | <0.00001 | 6.7619e-05 | 0.0005 | 1 | YES | 3.0462e-05 | 1 |  |  | <0.0001 | <0.0001 | <0.0001 | <0.0001 | <0.0001 | <0.0001 | <0.0001 | <0.0001 | <0.00001 | <0.00001 | <0.00001 | <0.00001 | <0.00001 | <0.00001 | <0.00001 | <0.00001 | 0.0005 | <0.00001 | <0.00001 | <0.00001 | <0.00001
Fluoranthene | mg/l | 0.0001 | 21 | <0.00001 | 8.7619e-05 | 0.0005 | 2 | No | 3.9472e-05 |  |  |  | <0.0001 | <0.0001 | <0.0001 | <0.0001 | <0.0001 | <0.0001 | <0.0001 | <0.0001 | <0.00001 | <0.00001 | 0.00043 | <0.00001 | <0.00001 | <0.00001 | <0.00001 | <0.00001 | 0.0005 | <0.00001 | <0.00001 | <0.00001 | <0.00001
Pyrene | mg/l | 0.0001 | 21 | <0.00001 | 0.00012762 | 0.0012 | 2 | No | 5.7492e-05 |  |  |  | <0.0001 | <0.0001 | <0.0001 | <0.0001 | <0.0001 | <0.0001 | <0.0001 | <0.0001 | <0.00001 | <0.00001 | 0.00057 | <0.00001 | <0.00001 | <0.00001 | <0.00001 | <0.00001 | 0.0012 | <0.00001 | <0.00001 | <0.00001 | <0.00001
Benzo[a]anthracene | mg/l | 0.0001 | 21 | <0.00001 | 4.4286e-05 | <0.0001 | 0 | No | 1.9951e-05 |  |  |  | <0.0001 | <0.0001 | <0.0001 | <0.0001 | <0.0001 | <0.0001 | <0.0001 | <0.0001 | <0.00001 | <0.00001 | <0.00001 | <0.00001 | <0.00001 | <0.00001 | <0.00001 | <0.00001 | <0.00001 | <0.00001 | <0.00001 | <0.00001 | <0.00001
Chrysene | mg/l | 0.0001 | 21 | <0.00001 | 4.4286e-05 | <0.0001 | 0 | No | 1.9951e-05 |  |  |  | <0.0001 | <0.0001 | <0.0001 | <0.0001 | <0.0001 | <0.0001 | <0.0001 | <0.0001 | <0.00001 | <0.00001 | <0.00001 | <0.00001 | <0.00001 | <0.00001 | <0.00001 | <0.00001 | <0.00001 | <0.00001 | <0.00001 | <0.00001 | <0.00001
Benzo[b]fluoranthene | mg/l | 0.0001 | 21 | <0.00001 | 4.4286e-05 | <0.0001 | 0 | No | 1.9951e-05 |  |  |  | <0.0001 | <0.0001 | <0.0001 | <0.0001 | <0.0001 | <0.0001 | <0.0001 | <0.0001 | <0.00001 | <0.00001 | <0.00001 | <0.00001 | <0.00001 | <0.00001 | <0.00001 | <0.00001 | <0.00001 | <0.00001 | <0.00001 | <0.00001 | <0.00001
Benzo[k]fluoranthene | mg/l | 0.0001 | 21 | <0.00001 | 4.4286e-05 | <0.0001 | 0 | No | 1.9951e-05 |  |  |  | <0.0001 | <0.0001 | <0.0001 | <0.0001 | <0.0001 | <0.0001 | <0.0001 | <0.0001 | <0.00001 | <0.00001 | <0.00001 | <0.00001 | <0.00001 | <0.00001 | <0.00001 | <0.00001 | <0.00001 | <0.00001 | <0.00001 | <0.00001 | <0.00001
Benzo[a]pyrene | mg/l | 0.0001 | 21 | <0.00001 | 4.4286e-05 | <0.0001 | 0 | No | 1.9951e-05 |  |  |  | <0.0001 | <0.0001 | <0.0001 | <0.0001 | <0.0001 | <0.0001 | <0.0001 | <0.0001 | <0.00001 | <0.00001 | <0.00001 | <0.00001 | <0.00001 | <0.00001 | <0.00001 | <0.00001 | <0.00001 | <0.00001 | <0.00001 | <0.00001 | <0.00001
Indeno(1,2,3-c,d)Pyrene | mg/l | 0.0001 | 21 | <0.00001 | 4.4286e-05 | <0.0001 | 0 | No | 1.9951e-05 |  |  |  | <0.0001 | <0.0001 | <0.0001 | <0.0001 | <0.0001 | <0.0001 | <0.0001 | <0.0001 | <0.00001 | <0.00001 | <0.00001 | <0.00001 | <0.00001 | <0.00001 | <0.00001 | <0.00001 | <0.00001 | <0.00001 | <0.00001 | <0.00001 | <0.00001
Dibenz(a,h)Anthracene | mg/l | 0.0001 | 21 | <0.00001 | 4.4286e-05 | <0.0001 | 0 | No | 1.9951e-05 |  |  |  | <0.0001 | <0.0001 | <0.0001 | <0.0001 | <0.0001 | <0.0001 | <0.0001 | <0.0001 | <0.00001 | <0.00001 | <0.00001 | <0.00001 | <0.00001 | <0.00001 | <0.00001 | <0.00001 | <0.00001 | <0.00001 | <0.00001 | <0.00001 | <0.00001
Benzo[g,h,i]perylene | mg/l | 0.0001 | 21 | <0.00001 | 4.4286e-05 | <0.0001 | 0 | No | 1.9951e-05 |  |  |  | <0.0001 | <0.0001 | <0.0001 | <0.0001 | <0.0001 | <0.0001 | <0.0001 | <0.0001 | <0.00001 | <0.00001 | <0.00001 | <0.00001 | <0.00001 | <0.00001 | <0.00001 | <0.00001 | <0.00001 | <0.00001 | <0.00001 | <0.00001 | <0.00001
Total Of 16 PAH's | mg/l | 0.002 | 21 | <0.00001 | 0.0010338 | 0.0027 | 2 | No | 0.00046573 |  |  |  | <0.002 | <0.002 | <0.002 | <0.002 | <0.002 | <0.002 | <0.002 | <0.002 | <0.0002 | <0.0002 | 0.001 | <0.0002 | <0.0002 | <0.0002 | <0.0002 | <0.0002 | 0.0027 | <0.0002 | <0.0002 | <0.0002 | <0.00001
PCB 28 | mg/l | 1e-05 | 21 | <0.000001 | 9.5714e-06 | <0.00001 | 0 | No | 4.3119e-06 |  |  |  | <0.00001 | <0.00001 | <0.00001 | <0.00001 | <0.00001 | <0.00001 | <0.00001 | <0.00001 | <0.00001 | <0.00001 | <0.00001 | <0.00001 | <0.00001 | <0.00001 | <0.00001 | <0.00001 | <0.00001 | <0.00001 | <0.00001 | <0.00001 | <0.000001
PCB 81 | mg/l | 1e-05 | 21 | <0.000001 | 9.5714e-06 | <0.00001 | 0 | No | 4.3119e-06 |  |  |  | <0.00001 | <0.00001 | <0.00001 | <0.00001 | <0.00001 | <0.00001 | <0.00001 | <0.00001 | <0.00001 | <0.00001 | <0.00001 | <0.00001 | <0.00001 | <0.00001 | <0.00001 | <0.00001 | <0.00001 | <0.00001 | <0.00001 | <0.00001 | <0.000001
PCB 52 | mg/l | 1e-05 | 21 | <0.000001 | 9.5714e-06 | <0.00001 | 0 | No | 4.3119e-06 |  |  |  | <0.00001 | <0.00001 | <0.00001 | <0.00001 | <0.00001 | <0.00001 | <0.00001 | <0.00001 | <0.00001 | <0.00001 | <0.00001 | <0.00001 | <0.00001 | <0.00001 | <0.00001 | <0.00001 | <0.00001 | <0.00001 | <0.00001 | <0.00001 | <0.000001
PCB 77 | mg/l | 1e-05 | 21 | <0.00001 | 1e-05 | <0.00001 | 0 | No | 4.505e-06 |  |  |  | <0.00001 | <0.00001 | <0.00001 | <0.00001 | <0.00001 | <0.00001 | <0.00001 | <0.00001 | <0.00001 | <0.00001 | <0.00001 | <0.00001 | <0.00001 | <0.00001 | <0.00001 | <0.00001 | <0.00001 | <0.00001 | <0.00001 | <0.00001
PCB 105 | mg/l | 1e-05 | 21 | <0.000001 | 9.5714e-06 | <0.00001 | 0 | No | 4.3119e-06 |  |  |  | <0.00001 | <0.00001 | <0.00001 | <0.00001 | <0.00001 | <0.00001 | <0.00001 | <0.00001 | <0.00001 | <0.00001 | <0.00001 | <0.00001 | <0.00001 | <0.00001 | <0.00001 | <0.00001 | <0.00001 | <0.00001 | <0.00001 | <0.00001 | <0.000001
PCB 90+101 | mg/l | 1e-05 | 21 | <0.000001 | 9.5714e-06 | <0.00001 | 0 | No | 4.3119e-06 |  |  |  | <0.00001 | <0.00001 | <0.00001 | <0.00001 | <0.00001 | <0.00001 | <0.00001 | <0.00001 | <0.00001 | <0.00001 | <0.00001 | <0.00001 | <0.00001 | <0.00001 | <0.00001 | <0.00001 | <0.00001 | <0.00001 | <0.00001 | <0.00001 | <0.000001
PCB 114 | mg/l | 1e-05 | 21 | <0.000001 | 9.5714e-06 | <0.00001 | 0 | No | 4.3119e-06 |  |  |  | <0.00001 | <0.00001 | <0.00001 | <0.00001 | <0.00001 | <0.00001 | <0.00001 | <0.00001 | <0.00001 | <0.00001 | <0.00001 | <0.00001 | <0.00001 | <0.00001 | <0.00001 | <0.00001 | <0.00001 | <0.00001 | <0.00001 | <0.00001 | <0.000001
PCB 118 | mg/l | 1e-05 | 21 | <0.000001 | 9.5714e-06 | <0.00001 | 0 | No | 4.3119e-06 |  |  |  | <0.00001 | <0.00001 | <0.00001 | <0.00001 | <0.00001 | <0.00001 | <0.00001 | <0.00001 | <0.00001 | <0.00001 | <0.00001 | <0.00001 | <0.00001 | <0.00001 | <0.00001 | <0.00001 | <0.00001 | <0.00001 | <0.00001 | <0.00001 | <0.000001
PCB 118 | mg/l | 1e-05 | 21 | <0.000001 | 9.5714e-06 | <0.00001 | 0 | No | 4.3119e-06 |  |  |  | <0.00001 | <0.00001 | <0.00001 | <0.00001 | <0.00001 | <0.00001 | <0.00001 | <0.00001 | <0.00001 | <0.00001 | <0.00001 | <0.00001 | <0.00001 | <0.00001 | <0.00001 | <0.00001 | <0.00001 | <0.00001 | <0.00001 | <0.00001 | <0.000001
PCB 153 | mg/l | 1e-05 | 21 | <0.000001 | 9.5714e-06 | <0.00001 | 0 | No | 4.3119e-06 |  |  |  | <0.00001 | <0.00001 | <0.00001 | <0.00001 | <0.00001 | <0.00001 | <0.00001 | <0.00001 | <0.00001 | <0.00001 | <0.00001 | <0.00001 | <0.00001 | <0.00001 | <0.00001 | <0.00001 | <0.00001 | <0.00001 | <0.00001 | <0.00001 | <0.000001
PCB 123 | mg/l | 1e-05 | 21 | <0.000001 | 9.5714e-06 | <0.00001 | 0 | No | 4.3119e-06 |  |  |  | <0.00001 | <0.00001 | <0.00001 | <0.00001 | <0.00001 | <0.00001 | <0.00001 | <0.00001 | <0.00001 | <0.00001 | <0.00001 | <0.00001 | <0.00001 | <0.00001 | <0.00001 | <0.00001 | <0.00001 | <0.00001 | <0.00001 | <0.00001 | <0.000001
PCB 138 | mg/l | 1e-05 | 21 | <0.000001 | 9.5714e-06 | <0.00001 | 0 | No | 4.3119e-06 |  |  |  | <0.00001 | <0.00001 | <0.00001 | <0.00001 | <0.00001 | <0.00001 | <0.00001 | <0.00001 | <0.00001 | <0.00001 | <0.00001 | <0.00001 | <0.00001 | <0.00001 | <0.00001 | <0.00001 | <0.00001 | <0.00001 | <0.00001 | <0.00001 | <0.000001
PCB 126 | mg/l | 1e-05 | 21 | <0.000001 | 9.5714e-06 | <0.00001 | 0 | No | 4.3119e-06 |  |  |  | <0.00001 | <0.00001 | <0.00001 | <0.00001 | <0.00001 | <0.00001 | <0.00001 | <0.00001 | <0.00001 | <0.00001 | <0.00001 | <0.00001 | <0.00001 | <0.00001 | <0.00001 | <0.00001 | <0.00001 | <0.00001 | <0.00001 | <0.00001 | <0.000001
PCB 180 | mg/l | 1e-05 | 21 | <0.000001 | 9.5714e-06 | <0.00001 | 0 | No | 4.3119e-06 |  |  |  | <0.00001 | <0.00001 | <0.00001 | <0.00001 | <0.00001 | <0.00001 | <0.00001 | <0.00001 | <0.00001 | <0.00001 | <0.00001 | <0.00001 | <0.00001 | <0.00001 | <0.00001 | <0.00001 | <0.00001 | <0.00001 | <0.00001 | <0.00001 | <0.000001
PCB 156 | mg/l | 1e-05 | 21 | <0.000001 | 9.5714e-06 | <0.00001 | 0 | No | 4.3119e-06 |  |  |  | <0.00001 | <0.00001 | <0.00001 | <0.00001 | <0.00001 | <0.00001 | <0.00001 | <0.00001 | <0.00001 | <0.00001 | <0.00001 | <0.00001 | <0.00001 | <0.00001 | <0.00001 | <0.00001 | <0.00001 | <0.00001 | <0.00001 | <0.00001 | <0.000001
PCB 157 | mg/l | 1e-05 | 21 | <0.000001 | 9.5714e-06 | <0.00001 | 0 | No | 4.3119e-06 |  |  |  | <0.00001 | <0.00001 | <0.00001 | <0.00001 | <0.00001 | <0.00001 | <0.00001 | <0.00001 | <0.00001 | <0.00001 | <0.00001 | <0.00001 | <0.00001 | <0.00001 | <0.00001 | <0.00001 | <0.00001 | <0.00001 | <0.00001 | <0.00001 | <0.000001
PCB 167 | mg/l | 1e-05 | 21 | <0.000001 | 9.5714e-06 | <0.00001 | 0 | No | 4.3119e-06 |  |  |  | <0.00001 | <0.00001 | <0.00001 | <0.00001 | <0.00001 | <0.00001 | <0.00001 | <0.00001 | <0.00001 | <0.00001 | <0.00001 | <0.00001 | <0.00001 | <0.00001 | <0.00001 | <0.00001 | <0.00001 | <0.00001 | <0.00001 | <0.00001 | <0.000001
PCB 169 | mg/l | 1e-05 | 21 | <0.000001 | 9.5714e-06 | <0.00001 | 0 | No | 4.3119e-06 |  |  |  | <0.00001 | <0.00001 | <0.00001 | <0.00001 | <0.00001 | <0.00001 | <0.00001 | <0.00001 | <0.00001 | <0.00001 | <0.00001 | <0.00001 | <0.00001 | <0.00001 | <0.00001 | <0.00001 | <0.00001 | <0.00001 | <0.00001 | <0.00001 | <0.000001
PCB 189 | mg/l | 1e-05 | 21 | <0.000001 | 9.5714e-06 | <0.00001 | 0 | No | 4.3119e-06 |  |  |  | <0.00001 | <0.00001 | <0.00001 | <0.00001 | <0.00001 | <0.00001 | <0.00001 | <0.00001 | <0.00001 | <0.00001 | <0.00001 | <0.00001 | <0.00001 | <0.00001 | <0.00001 | <0.00001 | <0.00001 | <0.00001 | <0.00001 | <0.00001 | <0.000001
Total PCBs (12 Congeners) | mg/l | 1e-05 | 21 | <0.000002 | 9.619e-06 | <0.00001 | 0 | No | 4.3334e-06 |  |  |  | <0.00001 | <0.00001 | <0.00001 | <0.00001 | <0.00001 | <0.00001 | <0.00001 | <0.00001 | <0.00001 | <0.00001 | <0.00001 | <0.00001 | <0.00001 | <0.00001 | <0.00001 | <0.00001 | <0.00001 | <0.00001 | <0.00001 | <0.00001 | <0.000002
Total PCBs (7 congeners) | mg/l | 1e-05 | 21 | <0.000002 | 9.619e-06 | <0.00001 | 0 | No | 4.3334e-06 |  |  |  | <0.00001 | <0.00001 | <0.00001 | <0.00001 | <0.00001 | <0.00001 | <0.00001 | <0.00001 | <0.00001 | <0.00001 | <0.00001 | <0.00001 | <0.00001 | <0.00001 | <0.00001 | <0.00001 | <0.00001 | <0.00001 | <0.00001 | <0.00001 | <0.000002
Total Phenols | mg/l | 0.03 | 21 | <0.03 | 0.03 | <0.03 | 0 | No | 0.013515 |  |  |  | <0.03 | <0.03 | <0.03 | <0.03 | <0.03 | <0.03 | <0.03 | <0.03 | <0.03 | <0.03 | <0.03 | <0.03 | <0.03 | <0.03 | <0.03 | <0.03 | <0.03 | <0.03 | <0.03 | <0.03
Xylenes (Total) | mg/l | 0.002 | 21 | <0.0002 | 0.0012286 | <0.002 | 0 | No | 0.00055347 |  |  |  | <0.002 | <0.002 | <0.002 | <0.002 | <0.002 | <0.002 | <0.002 | <0.002 | <0.002 | <0.002 | <0.002 | <0.0002 | <0.0002 | <0.0002 | <0.0002 | <0.0002 | <0.0002 | <0.0002 | <0.0002 | <0.0002 | <0.002
Sum of 4 PAH | mg/l | 0.0004 | 21 | <0.0004 | 0.0004 | 0.0004 | 0 | YES | 0.0001802 | 5
LOD = Limit of detection
PAH = Polycyclic aromatic hydrocarbon